## NPg DFES Parameters
Northern Powergrid DFES 2019 - Key Parameters
Parameter | Definition
Electric Vehicles (number) | Number of registered plug in electric vehicles (pure and hybrid)
Heat Pumps (number) | Number of heat pumps per residential household and commercial properties including from district heating schemes
Domestic photovoltaic installed capacity (MW) | Capacity of solar PV panels on domestic roofs for installations less than 4kW
Large solar generation installed capacity (MW) | Installed capacity of industrial and commercial solar farms
Wind generation installed capacity (MW) | Installed capacity of industrial and commercial onshore and offshore wind farms
Other generation installed capacity (MW) | Installed capacity of other generation including biomass, waste, CHP, gas, other thermal
Energy storage installed capacity (MW) | Installed capacity of domestic, industrial and commercial batteries
Domestic underlying energy consumption (MWh) | Annual energy consumption by residential households excluding electric vehicle and heat pump consumption
Industrial and commercial underlying energy consumption (MWh) | Annual energy consumption by industrial and commercial properties excluding electric vehicles and heat pump consumption
Total energy consumption including electric vehicles and heat pumps (MWh) | Total energy consumption by domestic households and industrial and commercial properties including electric vehicle and heat pump consumption
Peak demand at Primary Substations (MW) | Peak half hourly demand within the year
Peak demand with customer flexibility at Primary Substations (MW) | Peak half hourly demand within the year after load shifted by time of use tariffs and smart charging of EVs
Peak utilisation at Primary Substations (%) | Peak half hourly demand within the year as proportion of primary substation capacity
Peak utilisation with customer flexibility at Primary Substations (%) | Peak half hourly demand within the year as proportion of primary substation capacity after load shifted by time of use tariffs and smart charging of EVs
Scenarios | Pathway Features | Abbreviation in sheets
Community Renewables | Local energy schemes flourish | CR
Two Degrees | Large-scale centralised solutions | TD
Steady Progression | Pace of transition stays at similar rate to today | SP
Consumer Evolution | hift towards local generation | CE
Acronym | Definition
I&C | Industrial and commercial

## BSP Information
Licence | Bulk Supply Point Name | Substation Type in Forecasting Model | Distribution Information | Associated Grid Supply Point | Elexon ID for GSPs
NPgN | ANNFIELD | BSP | NPgN BSP: Distributes to Primary network | STELLA SOUTH | STES_1
NPgN | BARRACK ROAD | BSP | NPgN BSP: Distributes to Primary network | STELLA NORTH | STEN_1
NPgN | BLUCHER | BSP | NPgN BSP: Distributes to Primary network | STELLA NORTH | STEN_1
NPgN | BOWESFIELD | BSP | NPgN BSP: Distributes to Primary network | NORTON | NORT_1
NPgN | CHIRTON GRANGE | BSP | NPgN BSP: Distributes to Primary network | TYNEMOUTH | TYNE_1
NPgN | COALBURNS | BSP | NPgN BSP: Distributes to Primary network | STELLA SOUTH | STES_1
NPgN | DARLINGTON CENTRAL | BSP | NPgN BSP: Distributes to Primary network | NORTON | NORT_1
NPgN | DARLINGTON NORTH | BSP | NPgN BSP: Distributes to Primary network | NORTON | NORT_1
NPgN | DUNSTON | BSP | NPgN BSP: Distributes to Primary network | STELLA NORTH | STEN_1
NPgN | FLATWORTH | BSP | NPgN BSP: Distributes to Primary network | TYNEMOUTH | TYNE_1
NPgN | GOSFORTH | BSP | NPgN BSP: Distributes to Primary network | TYNEMOUTH | TYNE_1
NPgN | HARROGATE 132/33KV | BSP | NPgN BSP: Distributes to Primary network | KNARESBOROUGH | KNARE_111
NPgN | HUSTHWAITE | BSP | NPgN BSP: Distributes to Primary network | KNARESBOROUGH | KNARE_111
NPgN | LEEMING BAR_SKEEBY | BSP | NPgN BSP: Distributes to Primary network | NORTON | NORT_1
NPgN | LINTON | BSP | NPgN BSP: Distributes to Primary network | BLYTH 132kV | BLYTH132
NPgN | MALTON GRID | BSP | NPgN BSP: Distributes to Primary network | OSBALDWICK | OSBA_1
NPgN | MELROSEGATE | BSP | NPgN BSP: Distributes to Primary network | OSBALDWICK | OSBA_1
NPgN | NORTH TEES | BSP | NPgN BSP: Distributes to Primary network | NORTON | NORT_1
NPgN | POTTER HOUSE | BSP | NPgN BSP: Distributes to Primary network | SPENNYMOOR | SPEN_1
NPgN | RAVENSWORTH | BSP | NPgN BSP: Distributes to Primary network | STELLA SOUTH | STES_1
NPgN | SCARBOROUGH GRID | BSP | NPgN BSP: Distributes to Primary network | OSBALDWICK | OSBA_1
NPgN | SEAL SANDS | BSP | NPgN BSP: Distributes to Primary network | SALTHOLME | SALH_1
NPgN | SPADEADAM 33KV | BSP | NPgN GSP: Distributes to Primary network | SPADEADAM | KIELD01
NPgN | SPENNYMOOR 132/66KV | BSP | NPgN BSP: Distributes to Primary network | SPENNYMOOR | SPEN_1
NPgN | TORONTO | BSP | NPgN BSP: Distributes to Primary network | SPENNYMOOR | SPEN_1
NPgN | WORMALD GREEN 132/33KV | BSP | NPgN BSP: Distributes to Primary network | KNARESBOROUGH | KNARE_111
NPgY | ATTERCLIFFE | BSP | NPgY BSP: Distributes to Primary network | WEST MELTON / THORPE MARSH | WMEL_THOM
NPgY | BARUGH 132/66KV | BSP | NPgY BSP: Distributes to Primary network | WEST MELTON SECTION 3 | WMEL_BB3
NPgY | BEESTON ROYDS 132/33KV | BSP | NPgY BSP: Distributes to Primary network | KIRKSTALL B | KIRKB1
NPgY | BEVERLEY 132/33KV | BSP | NPgY BSP: Distributes to Primary network | CREYKE BECK | CREB_1
NPgY | BINGLEY 132/33KV | BSP | NPgY BSP: Distributes to Primary network | BRADFORD WEST | BRAW_1
NPgY | BLACKBURN MEADOWS B | BSP | NPgY BSP: Distributes to Primary network | WEST MELTON / THORPE MARSH | WMEL_THOM
NPgY | BLYTON | BSP | NPgY BSP: Distributes to Primary network | KEADBY | KEAD_YEDL
NPgY | BRADFORD | BSP | NPgY BSP: Distributes to Primary network | BRADFORD WEST | BRAW_1
NPgY | BRAMHAM | BSP | NPgY BSP: Distributes to Primary network | FERRYBRIDGE B | FERRB9
NPgY | BRANSHOLME | BSP | NPgY BSP: Distributes to Primary network | CREYKE BECK | CREB_1
NPgY | BRIGHOUSE 132/33KV | BSP | NPgY BSP: Distributes to Primary network | ELLAND | ELLA_1
NPgY | DONCASTER B/THORPE MARSH | BSP | NPgY BSP Group: Distributes to Primary network | WEST MELTON / THORPE MARSH | WMEL_THOM
NPgY | DONCASTER CENTRAL | BSP | NPgY BSP: Distributes to Primary network | WEST MELTON / THORPE MARSH | WMEL_THOM
NPgY | DRIFFIELD/BEVERLEY GROUP | BSP | NPgY BSP Group: Distributes to Primary network | CREYKE BECK | CREB_1
NPgY | FEATHERSTONE | BSP | NPgY BSP: Distributes to Primary network | FERRYBRIDGE B | FERRB9
NPgY | GIRLINGTON | BSP | NPgY BSP: Distributes to Primary network | BRADFORD WEST | BRAW_1
NPgY | HALIFAX 132/33KV | BSP | NPgY BSP: Distributes to Primary network | ELLAND | ELLA_1
NPgY | HECKMONDWIKE | BSP | NPgY BSP: Distributes to Primary network | SKELTON GRANGE | SKLGB1
NPgY | HOLMFIELD | BSP | NPgY BSP: Distributes to Primary network | BRADFORD WEST | BRAW_1
NPgY | HULL EAST 132/33KV | BSP | NPgY BSP: Distributes to Primary network | SALTEND NORTH | SALT_1
NPgY | HULL SOUTH | BSP | NPgY BSP: Distributes to Primary network | CREYKE BECK | CREB_1
NPgY | HULL WEST | BSP | NPgY BSP: Distributes to Primary network | CREYKE BECK | CREB_1
NPgY | HUMBERSTON | BSP | NPgY BSP: Distributes to Primary network | GRIMSBY WEST | GRIW_1
NPgY | HUNNINGLEY | BSP | NPgY BSP: Distributes to Primary network | WEST MELTON SECTION 3 | WMEL_BB3
NPgY | HUNSHELF | BSP | NPgY BSP: Distributes to Primary network | WEST MELTON SECTION 3 | WMEL_BB3
NPgY | IMMINGHAM | BSP | NPgY BSP: Distributes to Primary network | GRIMSBY WEST | GRIW_1
NPgY | KIRKHAW LANE | BSP | NPgY BSP: Distributes to Primary network | FERRYBRIDGE B | FERRB9
NPgY | KIRKSTALL C 2/5 | BSP | NPgY BSP: Distributes to Primary network | KIRKSTALL B | KIRKB1
NPgY | KIRKSTALL C/RING ROAD HORSFORTH | BSP | NPgY BSP Group: Distributes to Primary network | KIRKSTALL B | KIRKB1
NPgY | LEEDS EAST | BSP | NPgY BSP: Distributes to Primary network | SKELTON GRANGE | SKLGB1
NPgY | LEEDS NORTH | BSP | NPgY BSP: Distributes to Primary network | SKELTON GRANGE | SKLGB1
NPgY | LINDLEY | BSP | NPgY BSP: Distributes to Primary network | ELLAND | ELLA_1
NPgY | LOW ROAD | BSP | NPgY BSP: Distributes to Primary network | SKELTON GRANGE | SKLGB1
NPgY | MALLARD WAY | BSP | NPgY BSP: Distributes to Primary network | WEST MELTON / THORPE MARSH | WMEL_THOM
NPgY | MENSTON | BSP | NPgY BSP: Distributes to Primary network | BRADFORD WEST | BRAW_1
NPgY | MOSS ROAD | BSP | NPgY BSP: Distributes to Primary network | GRIMSBY WEST | GRIW_1
NPgY | OSGODBY 1/2 | BSP | NPgY BSP: Distributes to Primary network | DRAX | DRAX_YEDL
NPgY | OSGODBY 3/4 | BSP | NPgY BSP: Distributes to Primary network | DRAX | DRAX_YEDL
NPgY | RODLEY | BSP | NPgY BSP: Distributes to Primary network | SKELTON GRANGE | SKLGB1
NPgY | SAINT ANDREWS ROAD 132/33KV | BSP | NPgY BSP: Distributes to Primary network | SKELTON GRANGE | SKLGB1
NPgY | SALTEND 132/33KV | BSP | NPgY BSP: Distributes to Primary network | SALTEND NORTH | SALT_1
NPgY | SANTON | BSP | NPgY BSP: Distributes to Primary network | KEADBY | KEAD_YEDL
NPgY | SCUNTHORPE NORTH | BSP | NPgY BSP: Distributes to Primary network | KEADBY | KEAD_YEDL
NPgY | SCUNTHORPE SOUTH | BSP | NPgY BSP: Distributes to Primary network | KEADBY | KEAD_YEDL
NPgY | SILSDEN | BSP | NPgY BSP: Distributes to Primary network | BRADFORD WEST | BRAW_1
NPgY | SOWERBY BRIDGE 132/33KV | BSP | NPgY BSP: Distributes to Primary network | ELLAND | ELLA_1
NPgY | STAYGATE | BSP | NPgY BSP: Distributes to Primary network | SKELTON GRANGE | SKLGB1
NPgY | THORNHILL 132KV | BSP | NPgY BSP: Distributes to Primary network | ELLAND | ELLA_1
NPgY | WAKEFIELD MONCKTON ROAD | BSP | NPgY BSP: Distributes to Primary network | WEST MELTON SECTION 3 | WMEL_BB3
NPgY | WAKEFIELD NORTH | BSP | NPgY BSP: Distributes to Primary network | SKELTON GRANGE | SKLGB1
NPgY | WEST MELTON | BSP | NPgY BSP: Distributes to Primary network | WEST MELTON SECTION 3 | WMEL_BB3
NPgY | WHINMOOR | BSP | NPgY BSP: Distributes to Primary network | FERRYBRIDGE B | FERRB9
NPgY | WOLD NEWTON | BSP | NPgY BSP: Distributes to Primary network | KEADBY | KEAD_YEDL
NPgY | YARBOROUGH ROAD 132/33KV | BSP | NPgY BSP: Distributes to Primary network | GRIMSBY WEST | GRIW_1

## CE_Gross peak demand
Bulk Supply Point Name | Grid Supply Point Connected to | Licence area | Scenario name | Output parameter_Unit | Substation Type in Forecasting Model | 2017 | 2018 | 2019 | 2020 | 2021 | 2022 | 2023 | 2024 | 2025 | 2026 | 2027 | 2028 | 2029 | 2030 | 2031 | 2032 | 2033 | 2034 | 2035 | 2036 | 2037 | 2038 | 2039 | 2040 | 2041 | 2042 | 2043 | 2044 | 2045 | 2046 | 2047 | 2048 | 2049 | 2050 | Output parameter_Output
ANNFIELD | STELLA SOUTH | NPgN | NG FES - Consumer Evolution | Total peak demand (MW) | BSP | 62.481 | 66.3282 | 65.9099 | 66.2365 | 66.3305 | 66.3606 | 66.4968 | 66.7366 | 66.8382 | 66.9391 | 67.2698 | 67.2691 | 67.7676 | 68.1534 | 68.6068 | 69.247 | 70.0107 | 70.9151 | 71.9787 | 73.2005 | 74.5726 | 76.3152 | 78.1108 | 80.2314 | 82.7411 | 85.4838 | 88.2146 | 90.9377 | 93.5882 | 95.8552 | 97.7841 | 99.6952 | 101.0732 | 102.461 | Total peak demand (MW)_Total peak demand (MW)
BARRACK ROAD | STELLA NORTH | NPgN | NG FES - Consumer Evolution | Total peak demand (MW) | BSP | 76.7943 | 79.0249 | 78.4438 | 79.0923 | 79.3991 | 79.5453 | 79.74 | 80.1204 | 80.2138 | 80.1748 | 80.2564 | 80.0066 | 80.0846 | 80.0916 | 79.9524 | 80.0035 | 80.0848 | 80.1861 | 80.316 | 80.4597 | 80.4691 | 80.8446 | 80.9173 | 81.2064 | 81.5846 | 82.1551 | 82.5752 | 82.9935 | 83.4028 | 83.9247 | 84.0766 | 84.5475 | 84.9346 | 85.1717 | Total peak demand (MW)_Total peak demand (MW)
BLUCHER | STELLA NORTH | NPgN | NG FES - Consumer Evolution | Total peak demand (MW) | BSP | 55.251 | 54.9408 | 54.57 | 54.7708 | 54.783 | 54.7588 | 54.8445 | 55.0066 | 55.071 | 55.1543 | 55.4709 | 55.4652 | 55.9645 | 56.3378 | 56.7964 | 57.4126 | 58.1468 | 59.0152 | 60.0308 | 61.1824 | 62.4999 | 64.1152 | 65.8198 | 67.8087 | 70.1602 | 72.7177 | 75.2877 | 77.8544 | 80.358 | 82.4708 | 84.3192 | 86.1155 | 87.4253 | 88.7716 | Total peak demand (MW)_Total peak demand (MW)
BOWESFIELD | NORTON | NPgN | NG FES - Consumer Evolution | Total peak demand (MW) | BSP | 87.7577 | 88.0011 | 87.4131 | 87.8225 | 87.9055 | 87.909 | 88.0728 | 88.368 | 88.4795 | 88.5817 | 89.0201 | 88.9767 | 89.6579 | 90.1597 | 90.7388 | 91.5584 | 92.5411 | 93.7069 | 95.076 | 96.6375 | 98.3948 | 100.6225 | 102.9115 | 105.6203 | 108.8302 | 112.3217 | 115.8003 | 119.2736 | 122.6597 | 125.5588 | 128.0251 | 130.4821 | 132.2719 | 134.0785 | Total peak demand (MW)_Total peak demand (MW)
CHIRTON GRANGE | TYNEMOUTH | NPgN | NG FES - Consumer Evolution | Total peak demand (MW) | BSP | 55.1557 | 54.9083 | 54.5277 | 54.7504 | 54.7842 | 54.7765 | 54.8735 | 55.0533 | 55.1287 | 55.2063 | 55.5079 | 55.4998 | 55.9762 | 56.3391 | 56.712 | 57.25 | 57.9098 | 58.7076 | 59.6596 | 60.7757 | 62.0579 | 63.662 | 65.3547 | 67.3452 | 69.6434 | 72.152 | 74.666 | 77.1713 | 79.604 | 81.6304 | 83.3638 | 85.0385 | 86.1897 | 87.3662 | Total peak demand (MW)_Total peak demand (MW)
COALBURNS | STELLA SOUTH | NPgN | NG FES - Consumer Evolution | Total peak demand (MW) | BSP | 63.1758 | 63.3576 | 62.933 | 63.3476 | 63.4962 | 63.5497 | 63.6871 | 63.9431 | 64.0207 | 64.0247 | 64.2101 | 64.0928 | 64.3775 | 64.5684 | 64.7413 | 65.0793 | 65.4977 | 66.0033 | 66.6097 | 67.2937 | 68.0177 | 69.0775 | 70.0625 | 71.3042 | 72.7682 | 74.3943 | 75.9639 | 77.53 | 79.0539 | 80.377 | 81.3806 | 82.4827 | 83.2601 | 83.9941 | Total peak demand (MW)_Total peak demand (MW)
DARLINGTON CENTRAL | NORTON | NPgN | NG FES - Consumer Evolution | Total peak demand (MW) | BSP | 42.2269 | 50.9277 | 50.6201 | 50.942 | 51.0814 | 51.1434 | 51.2437 | 51.4357 | 51.4855 | 51.4829 | 51.5687 | 51.4582 | 51.5663 | 51.6209 | 51.6368 | 51.7557 | 51.8998 | 52.0663 | 52.2596 | 52.4696 | 52.6345 | 52.9944 | 53.2214 | 53.5754 | 54.0338 | 54.6019 | 55.1028 | 55.6044 | 56.0983 | 56.6199 | 56.9484 | 57.4248 | 57.8238 | 58.159 | Total peak demand (MW)_Total peak demand (MW)
DARLINGTON NORTH | NORTON | NPgN | NG FES - Consumer Evolution | Total peak demand (MW) | BSP | 64.854 | 67.7172 | 67.2443 | 67.7312 | 67.9384 | 68.0267 | 68.1719 | 68.4592 | 68.5271 | 68.513 | 68.6331 | 68.4501 | 68.602 | 68.6709 | 68.7049 | 68.8966 | 69.1242 | 69.383 | 69.6784 | 69.98 | 70.2077 | 70.7273 | 71.0382 | 71.538 | 72.2017 | 73.0389 | 73.7735 | 74.5111 | 75.2412 | 76.0108 | 76.4964 | 77.2146 | 77.8325 | 78.3555 | Total peak demand (MW)_Total peak demand (MW)
DUNSTON | STELLA NORTH | NPgN | NG FES - Consumer Evolution | Total peak demand (MW) | BSP | 102.5149 | 103.1997 | 102.4781 | 103.0554 | 103.2431 | 103.3075 | 103.5243 | 103.9246 | 104.068 | 104.1723 | 104.6088 | 104.5125 | 105.1638 | 105.6402 | 106.114 | 106.8744 | 107.7965 | 108.896 | 110.1959 | 111.7006 | 113.3472 | 115.5504 | 117.7228 | 120.3562 | 123.4678 | 126.9221 | 130.3158 | 133.7001 | 136.9947 | 139.8698 | 142.2213 | 144.6533 | 146.4174 | 148.1464 | Total peak demand (MW)_Total peak demand (MW)
FLATWORTH | TYNEMOUTH | NPgN | NG FES - Consumer Evolution | Total peak demand (MW) | BSP | 36.779 | 38.422 | 38.1581 | 38.3849 | 38.468 | 38.501 | 38.582 | 38.7351 | 38.7873 | 38.8132 | 38.947 | 38.8986 | 39.0962 | 39.24 | 39.3735 | 39.6125 | 39.9061 | 40.2583 | 40.678 | 41.1624 | 41.6844 | 42.4121 | 43.1128 | 43.977 | 44.9913 | 46.1309 | 47.2414 | 48.348 | 49.4235 | 50.3562 | 51.096 | 51.8774 | 52.4316 | 52.9653 | Total peak demand (MW)_Total peak demand (MW)
GOSFORTH | TYNEMOUTH | NPgN | NG FES - Consumer Evolution | Total peak demand (MW) | BSP | 75.9657 | 76.0805 | 75.5458 | 75.9993 | 76.1582 | 76.2167 | 76.3798 | 76.6879 | 76.795 | 76.8542 | 77.145 | 77.0548 | 77.4923 | 77.8161 | 78.1412 | 78.6885 | 79.3582 | 80.1612 | 81.1171 | 82.2144 | 83.4135 | 85.0464 | 86.6521 | 88.6111 | 90.9036 | 93.4619 | 95.9705 | 98.4706 | 100.9 | 102.9745 | 104.6459 | 106.3757 | 107.589 | 108.7734 | Total peak demand (MW)_Total peak demand (MW)
HARROGATE 132/33KV | KNARESBOROUGH | NPgN | NG FES - Consumer Evolution | Total peak demand (MW) | BSP | 56.9825 | 58.6832 | 58.2892 | 58.6712 | 58.8233 | 58.8854 | 59.0162 | 59.2632 | 59.3463 | 59.3695 | 59.5494 | 59.4584 | 59.7286 | 59.9268 | 60.0708 | 60.3832 | 60.7803 | 61.2696 | 61.8668 | 62.5691 | 63.3263 | 64.419 | 65.4656 | 66.7737 | 68.2699 | 69.9613 | 71.6021 | 73.2341 | 74.8129 | 76.1473 | 77.1655 | 78.2464 | 78.9562 | 79.6274 | Total peak demand (MW)_Total peak demand (MW)
HUSTHWAITE | KNARESBOROUGH | NPgN | NG FES - Consumer Evolution | Total peak demand (MW) | BSP | 23.8922 | 25.0964 | 24.9453 | 25.0696 | 25.0956 | 25.0966 | 25.142 | 25.2193 | 25.2435 | 25.2549 | 25.355 | 25.3265 | 25.4833 | 25.5868 | 25.701 | 25.8667 | 26.0645 | 26.2976 | 26.5689 | 26.874 | 27.2069 | 27.6458 | 28.0721 | 28.5876 | 29.2179 | 29.8869 | 30.5449 | 31.204 | 31.8505 | 32.4357 | 32.9167 | 33.4251 | 33.8198 | 34.2084 | Total peak demand (MW)_Total peak demand (MW)
LEEMING BAR_SKEEBY | NORTON | NPgN | NG FES - Consumer Evolution | Total peak demand (MW) | BSP | 76.1989 | 76.1965 | 75.7411 | 75.9749 | 75.9258 | 75.8496 | 75.9656 | 76.1401 | 76.2133 | 76.3208 | 76.8047 | 76.8212 | 77.592 | 78.1318 | 78.7969 | 79.6166 | 80.5793 | 81.7063 | 83.0056 | 84.4813 | 86.171 | 88.178 | 90.2931 | 92.7295 | 95.7058 | 98.7961 | 101.9157 | 105.0416 | 108.109 | 110.8357 | 113.2551 | 115.6353 | 117.4978 | 119.4126 | Total peak demand (MW)_Total peak demand (MW)
LINTON | BLYTH 132kV | NPgN | NG FES - Consumer Evolution | Total peak demand (MW) | BSP | 49.2924 | 51.2189 | 50.9948 | 51.3318 | 51.4271 | 51.4669 | 51.6235 | 51.8334 | 51.9455 | 52.0226 | 52.3112 | 52.3731 | 52.8298 | 53.2047 | 53.7413 | 54.4168 | 55.2203 | 56.172 | 57.2954 | 58.5686 | 60.0232 | 61.8268 | 63.7403 | 65.9625 | 68.605 | 71.3073 | 74.0237 | 76.7319 | 79.3623 | 81.5469 | 83.3969 | 85.1661 | 86.372 | 87.6101 | Total peak demand (MW)_Total peak demand (MW)
MALTON GRID | OSBALDWICK | NPgN | NG FES - Consumer Evolution | Total peak demand (MW) | BSP | 75.5763 | 78.8858 | 78.407 | 78.8476 | 78.9817 | 79.0286 | 79.2042 | 79.4987 | 79.6167 | 79.7178 | 80.0875 | 80.0658 | 80.6166 | 81.0269 | 81.5337 | 82.2403 | 83.0736 | 84.049 | 85.1845 | 86.4711 | 87.8879 | 89.7161 | 91.5488 | 93.729 | 96.3702 | 99.2132 | 102.0262 | 104.8356 | 107.5787 | 109.9986 | 112.029 | 114.1005 | 115.657 | 117.2042 | Total peak demand (MW)_Total peak demand (MW)
MELROSEGATE | OSBALDWICK | NPgN | NG FES - Consumer Evolution | Total peak demand (MW) | BSP | 126.3165 | 133.0415 | 132.1851 | 132.9195 | 133.1651 | 133.2492 | 133.5193 | 134.0169 | 134.1968 | 134.3206 | 134.8536 | 134.7379 | 135.5391 | 136.1331 | 136.7535 | 137.7354 | 138.9249 | 140.3439 | 142.0235 | 143.9545 | 146.0777 | 148.9088 | 151.7211 | 155.1216 | 159.1282 | 163.5676 | 167.9377 | 172.2951 | 176.5345 | 180.1862 | 183.1789 | 186.2495 | 188.4473 | 190.6106 | Total peak demand (MW)_Total peak demand (MW)
NORTH TEES | NORTON | NPgN | NG FES - Consumer Evolution | Total peak demand (MW) | BSP | 146.0967 | 150.5415 | 149.4427 | 150.7138 | 151.3259 | 151.6232 | 152.0039 | 152.7477 | 152.9337 | 152.8639 | 153.0108 | 152.5408 | 152.6675 | 152.6751 | 152.4731 | 152.6467 | 152.8777 | 153.1489 | 153.4796 | 153.8155 | 153.8937 | 154.6917 | 154.9082 | 155.5499 | 156.4054 | 157.6618 | 158.6283 | 159.592 | 160.5372 | 161.6613 | 162.0732 | 163.0972 | 163.9458 | 164.5106 | Total peak demand (MW)_Total peak demand (MW)
POTTER HOUSE | SPENNYMOOR | NPgN | NG FES - Consumer Evolution | Total peak demand (MW) | BSP | 78.3486 | 80.5548 | 80.0127 | 80.5203 | 80.7151 | 80.7972 | 80.9807 | 81.3182 | 81.4388 | 81.5088 | 81.8079 | 81.7237 | 82.1587 | 82.4824 | 82.8236 | 83.3921 | 84.0769 | 84.89 | 85.8516 | 86.9494 | 88.1314 | 89.7619 | 91.3377 | 93.2687 | 95.5607 | 98.1249 | 100.6275 | 103.1223 | 105.5496 | 107.6664 | 109.3655 | 111.1528 | 112.4442 | 113.6939 | Total peak demand (MW)_Total peak demand (MW)
RAVENSWORTH | STELLA SOUTH | NPgN | NG FES - Consumer Evolution | Total peak demand (MW) | BSP | 53.9785 | 57.081 | 56.681 | 57.1341 | 57.3488 | 57.4529 | 57.5944 | 57.8668 | 57.9427 | 57.9302 | 58.0109 | 57.8615 | 57.955 | 58.0038 | 57.979 | 58.1018 | 58.2622 | 58.4575 | 58.6981 | 58.9691 | 59.1825 | 59.6849 | 60.0157 | 60.5325 | 61.1519 | 61.9327 | 62.6195 | 63.3022 | 63.9645 | 64.6075 | 64.9688 | 65.5128 | 65.9065 | 66.2107 | Total peak demand (MW)_Total peak demand (MW)
SCARBOROUGH GRID | OSBALDWICK | NPgN | NG FES - Consumer Evolution | Total peak demand (MW) | BSP | 81.2341 | 84.8913 | 84.3564 | 84.8575 | 85.0418 | 85.1229 | 85.3289 | 85.6801 | 85.8325 | 85.9654 | 86.3721 | 86.3703 | 86.9667 | 87.4371 | 87.9315 | 88.6722 | 89.5664 | 90.6336 | 91.8998 | 93.3871 | 95.039 | 97.1928 | 99.3779 | 101.9846 | 105.0505 | 108.406 | 111.7252 | 115.0303 | 118.2393 | 121.0078 | 123.3044 | 125.6089 | 127.2361 | 128.848 | Total peak demand (MW)_Total peak demand (MW)
SEAL SANDS | SALTHOLME | NPgN | NG FES - Consumer Evolution | Total peak demand (MW) | BSP | 35.5585 | 36.4739 | 36.198 | 36.5591 | 36.7472 | 36.8407 | 36.9384 | 37.1387 | 37.1798 | 37.1185 | 37.0783 | 36.9116 | 36.8313 | 36.7448 | 36.5617 | 36.4733 | 36.3867 | 36.2944 | 36.2024 | 36.085 | 35.8656 | 35.8327 | 35.6122 | 35.4856 | 35.3254 | 35.2581 | 35.0998 | 34.9391 | 34.7782 | 34.6835 | 34.4039 | 34.309 | 34.2135 | 34.0261 | Total peak demand (MW)_Total peak demand (MW)
SPADEADAM 33KV | SPADEADAM | NPgN | NG FES - Consumer Evolution | Total peak demand (MW) | BSP | 1.2065 | 1.1974 | 1.195 | 1.2055 | 1.2075 | 1.2087 | 1.2146 | 1.2199 | 1.2235 | 1.226 | 1.2352 | 1.2394 | 1.2535 | 1.2643 | 1.2844 | 1.3053 | 1.3289 | 1.3554 | 1.3854 | 1.4182 | 1.4547 | 1.4976 | 1.5423 | 1.5925 | 1.659 | 1.7173 | 1.7761 | 1.8352 | 1.8934 | 1.9481 | 1.9947 | 2.0412 | 2.0788 | 2.1169 | Total peak demand (MW)_Total peak demand (MW)
SPENNYMOOR 132/66KV | SPENNYMOOR | NPgN | NG FES - Consumer Evolution | Total peak demand (MW) | BSP | 100.2057 | 100.3212 | 99.6501 | 100.1793 | 100.3264 | 100.3663 | 100.5725 | 100.9416 | 101.0812 | 101.1962 | 101.6725 | 101.6192 | 102.3389 | 102.8664 | 103.4792 | 104.3641 | 105.4152 | 106.6548 | 108.1061 | 109.7546 | 111.5814 | 113.9453 | 116.3226 | 119.1574 | 122.5557 | 126.2738 | 129.9552 | 133.6315 | 137.2196 | 140.3554 | 142.9968 | 145.6836 | 147.6876 | 149.6848 | Total peak demand (MW)_Total peak demand (MW)
TORONTO | SPENNYMOOR | NPgN | NG FES - Consumer Evolution | Total peak demand (MW) | BSP | 56.8595 | 56.8622 | 56.4598 | 56.7731 | 56.8591 | 56.8728 | 56.9681 | 57.1577 | 57.1965 | 57.1894 | 57.3564 | 57.2202 | 57.4735 | 57.6092 | 57.7062 | 57.9213 | 58.1804 | 58.4838 | 58.8329 | 59.2148 | 59.5854 | 60.1721 | 60.6414 | 61.2716 | 62.073 | 62.9901 | 63.8503 | 64.7162 | 65.574 | 66.4322 | 67.0766 | 67.8691 | 68.5434 | 69.1685 | Total peak demand (MW)_Total peak demand (MW)
WORMALD GREEN 132/33KV | KNARESBOROUGH | NPgN | NG FES - Consumer Evolution | Total peak demand (MW) | BSP | 50.7996 | 53.7002 | 53.3384 | 53.7052 | 53.8501 | 53.9089 | 54.0233 | 54.2379 | 54.2901 | 54.2771 | 54.3844 | 54.2496 | 54.3944 | 54.4627 | 54.4797 | 54.6098 | 54.7689 | 54.9536 | 55.1674 | 55.3993 | 55.5802 | 55.9778 | 56.2206 | 56.605 | 57.1126 | 57.7224 | 58.2568 | 58.7938 | 59.3256 | 59.9079 | 60.2708 | 60.8094 | 61.2738 | 61.6659 | Total peak demand (MW)_Total peak demand (MW)
ATTERCLIFFE | WEST MELTON / THORPE MARSH | NPgY | NG FES - Consumer Evolution | Total peak demand (MW) | BSP | 44.7427 | 46.0617 | 45.7374 | 46.0966 | 46.2634 | 46.3494 | 46.4761 | 46.7033 | 46.7812 | 46.8202 | 46.9548 | 46.8858 | 47.0514 | 47.1673 | 47.2603 | 47.4729 | 47.7199 | 47.9983 | 48.3117 | 48.6565 | 48.9508 | 49.4476 | 49.7852 | 50.2371 | 50.8034 | 51.4639 | 52.0244 | 52.5649 | 53.0848 | 53.7718 | 54.2568 | 54.899 | 55.4445 | 55.9211 | Total peak demand (MW)_Total peak demand (MW)
BARUGH 132/66KV | WEST MELTON SECTION 3 | NPgY | NG FES - Consumer Evolution | Total peak demand (MW) | BSP | 68.0021 | 70.7713 | 70.3361 | 70.7601 | 70.9276 | 71.0137 | 71.2084 | 71.5327 | 71.7003 | 71.8722 | 72.2832 | 72.3596 | 72.9629 | 73.4736 | 74.0783 | 74.9118 | 75.8911 | 77.0254 | 78.3251 | 79.7689 | 81.304 | 83.1677 | 84.9393 | 86.909 | 89.1245 | 91.4254 | 93.5597 | 95.5902 | 97.5044 | 99.6989 | 101.5906 | 103.5107 | 104.926 | 106.3317 | Total peak demand (MW)_Total peak demand (MW)
BEESTON ROYDS 132/33KV | KIRKSTALL B | NPgY | NG FES - Consumer Evolution | Total peak demand (MW) | BSP | 106.4764 | 108.4149 | 107.6608 | 108.5226 | 108.934 | 109.154 | 109.477 | 110.0505 | 110.2769 | 110.4034 | 110.7724 | 110.679 | 111.1651 | 111.5641 | 111.9554 | 112.6763 | 113.5317 | 114.5208 | 115.6586 | 116.9126 | 118.1169 | 119.8605 | 121.277 | 122.9925 | 124.9535 | 127.1177 | 129.0111 | 130.8074 | 132.4977 | 134.5771 | 136.1374 | 137.9697 | 139.3453 | 140.5895 | Total peak demand (MW)_Total peak demand (MW)
BEVERLEY 132/33KV | CREYKE BECK | NPgY | NG FES - Consumer Evolution | Total peak demand (MW) | BSP | 83.9837 | 87.4883 | 86.9771 | 87.4201 | 87.589 | 87.6817 | 87.9441 | 88.3635 | 88.6351 | 88.9383 | 89.5986 | 89.8444 | 90.87 | 91.7836 | 92.8237 | 94.2024 | 95.8541 | 97.8013 | 100.0673 | 102.6351 | 105.4622 | 108.749 | 112.0447 | 115.6203 | 119.4611 | 123.3306 | 126.958 | 130.3746 | 133.5519 | 137.1155 | 140.264 | 143.2481 | 145.2275 | 147.2632 | Total peak demand (MW)_Total peak demand (MW)
BINGLEY 132/33KV | BRADFORD WEST | NPgY | NG FES - Consumer Evolution | Total peak demand (MW) | BSP | 53.4854 | 53.2041 | 52.8496 | 53.0764 | 53.1308 | 53.1541 | 53.2918 | 53.5151 | 53.6522 | 53.8191 | 54.2257 | 54.3441 | 54.9701 | 55.5013 | 56.0972 | 56.881 | 57.8147 | 58.9108 | 60.1759 | 61.6056 | 63.1787 | 64.9977 | 66.8134 | 68.7851 | 70.9407 | 73.1312 | 75.1936 | 77.1485 | 78.9817 | 81.0499 | 82.8949 | 84.6732 | 85.9289 | 87.2161 | Total peak demand (MW)_Total peak demand (MW)
BLACKBURN MEADOWS B | WEST MELTON / THORPE MARSH | NPgY | NG FES - Consumer Evolution | Total peak demand (MW) | BSP | 37.1091 | 37.5117 | 37.2348 | 37.5752 | 37.7462 | 37.8356 | 37.9451 | 38.149 | 38.2096 | 38.2108 | 38.2654 | 38.1678 | 38.2165 | 38.2405 | 38.2149 | 38.2887 | 38.379 | 38.4809 | 38.5988 | 38.7239 | 38.7773 | 39.012 | 39.0844 | 39.2534 | 39.4744 | 39.7836 | 40.0033 | 40.2126 | 40.4123 | 40.7326 | 40.8711 | 41.171 | 41.4268 | 41.6064 | Total peak demand (MW)_Total peak demand (MW)
BLYTON | KEADBY | NPgY | NG FES - Consumer Evolution | Total peak demand (MW) | BSP | 49.3394 | 49.5237 | 49.2844 | 49.5081 | 49.5795 | 49.5903 | 49.7058 | 49.8969 | 50.0075 | 50.1599 | 50.5256 | 50.6081 | 51.1928 | 51.6523 | 52.2092 | 52.9103 | 53.7328 | 54.6834 | 55.7713 | 56.9898 | 58.3223 | 59.8476 | 61.3631 | 63.0151 | 64.8938 | 66.7542 | 68.5193 | 70.2071 | 71.8071 | 73.6216 | 75.2495 | 76.8439 | 78.0443 | 79.2729 | Total peak demand (MW)_Total peak demand (MW)
BRADFORD | BRADFORD WEST | NPgY | NG FES - Consumer Evolution | Total peak demand (MW) | BSP | 81.546 | 82.2863 | 81.7151 | 82.2448 | 82.4693 | 82.5987 | 82.8533 | 83.2745 | 83.4947 | 83.7085 | 84.1953 | 84.2962 | 84.9961 | 85.6054 | 86.2576 | 87.1946 | 88.3089 | 89.6111 | 91.1141 | 92.8185 | 94.6226 | 96.8454 | 98.9419 | 101.2819 | 103.867 | 106.5615 | 109.0386 | 111.3823 | 113.5767 | 116.1383 | 118.3054 | 120.5134 | 122.0899 | 123.6368 | Total peak demand (MW)_Total peak demand (MW)
BRAMHAM | FERRYBRIDGE B | NPgY | NG FES - Consumer Evolution | Total peak demand (MW) | BSP | 65.612 | 68.7049 | 68.2804 | 68.7045 | 68.8869 | 68.9718 | 69.1535 | 69.4669 | 69.6095 | 69.7419 | 70.0763 | 70.0857 | 70.5826 | 70.974 | 71.4123 | 72.0439 | 72.7868 | 73.6434 | 74.6246 | 75.7209 | 76.8553 | 78.2866 | 79.5892 | 81.0738 | 82.7796 | 84.5417 | 86.1558 | 87.6961 | 89.1543 | 90.88 | 92.3151 | 93.8395 | 95.0005 | 96.1256 | Total peak demand (MW)_Total peak demand (MW)
BRANSHOLME | CREYKE BECK | NPgY | NG FES - Consumer Evolution | Total peak demand (MW) | BSP | 47.3583 | 48.876 | 48.5885 | 48.8408 | 48.9366 | 48.9914 | 49.1418 | 49.3848 | 49.5471 | 49.7125 | 50.0854 | 50.2361 | 50.8228 | 51.3657 | 51.9629 | 52.7713 | 53.7531 | 54.9238 | 56.298 | 57.8569 | 59.5875 | 61.6017 | 63.6387 | 65.8425 | 68.1441 | 70.4685 | 72.6414 | 74.6752 | 76.5506 | 78.6276 | 80.4565 | 82.1524 | 83.1919 | 84.2734 | Total peak demand (MW)_Total peak demand (MW)
BRIGHOUSE 132/33KV | ELLAND | NPgY | NG FES - Consumer Evolution | Total peak demand (MW) | BSP | 73.8242 | 75.72 | 75.2041 | 75.7432 | 75.9897 | 76.1275 | 76.3594 | 76.7535 | 76.9395 | 77.0904 | 77.453 | 77.4822 | 77.9897 | 78.4287 | 78.881 | 79.5823 | 80.418 | 81.3935 | 82.521 | 83.7928 | 85.1034 | 86.7974 | 88.329 | 90.0781 | 92.0189 | 94.0771 | 95.9383 | 97.698 | 99.3448 | 101.3003 | 102.8913 | 104.5802 | 105.7918 | 106.9482 | Total peak demand (MW)_Total peak demand (MW)
DONCASTER B/THORPE MARSH | WEST MELTON / THORPE MARSH | NPgY | NG FES - Consumer Evolution | Total peak demand (MW) | BSP | 155.6963 | 161.7346 | 160.8719 | 161.9545 | 162.4519 | 162.735 | 163.2721 | 164.1301 | 164.6494 | 165.192 | 166.3 | 166.6943 | 168.3614 | 169.8697 | 171.6686 | 174.0988 | 176.9798 | 180.3455 | 184.249 | 188.6331 | 193.3782 | 199.0209 | 204.5576 | 210.6264 | 217.2441 | 223.992 | 230.2748 | 236.2026 | 241.7289 | 247.966 | 253.3933 | 258.6644 | 262.2497 | 265.8726 | Total peak demand (MW)_Total peak demand (MW)
DONCASTER CENTRAL | WEST MELTON / THORPE MARSH | NPgY | NG FES - Consumer Evolution | Total peak demand (MW) | BSP | 24.1504 | 24.2375 | 24.083 | 24.2611 | 24.3446 | 24.3925 | 24.4737 | 24.6067 | 24.6764 | 24.7448 | 24.8879 | 24.9202 | 25.1232 | 25.3009 | 25.5025 | 25.7893 | 26.1268 | 26.5176 | 26.9672 | 27.4745 | 28.0061 | 28.6661 | 29.2828 | 29.9741 | 30.7501 | 31.5584 | 32.3008 | 33.0046 | 33.6652 | 34.4384 | 35.0903 | 35.7608 | 36.2486 | 36.7247 | Total peak demand (MW)_Total peak demand (MW)
DRIFFIELD/BEVERLEY GROUP | CREYKE BECK | NPgY | NG FES - Consumer Evolution | Total peak demand (MW) | BSP | 110.3715 | 110.4742 | 109.8133 | 110.4214 | 110.6633 | 110.7652 | 111.0689 | 111.5724 | 111.8406 | 112.1567 | 112.8793 | 113.0167 | 114.1289 | 115.0162 | 116.0517 | 117.4221 | 119.0303 | 120.8863 | 123.0126 | 125.4099 | 127.9734 | 131.0191 | 133.9467 | 137.1886 | 140.89 | 144.6147 | 148.0975 | 151.4218 | 154.5678 | 158.2171 | 161.3939 | 164.6001 | 167.0198 | 169.4382 | Total peak demand (MW)_Total peak demand (MW)
FEATHERSTONE | FERRYBRIDGE B | NPgY | NG FES - Consumer Evolution | Total peak demand (MW) | BSP | 83.0533 | 83.8929 | 83.3229 | 83.9357 | 84.2147 | 84.3654 | 84.6184 | 85.0523 | 85.2471 | 85.4062 | 85.7965 | 85.8055 | 86.3453 | 86.798 | 87.2949 | 88.0569 | 88.9533 | 89.988 | 91.1728 | 92.4915 | 93.8312 | 95.584 | 97.1376 | 98.9282 | 100.971 | 103.149 | 105.1182 | 106.9911 | 108.7575 | 110.8618 | 112.5718 | 114.426 | 115.8203 | 117.1463 | Total peak demand (MW)_Total peak demand (MW)
GIRLINGTON | BRADFORD WEST | NPgY | NG FES - Consumer Evolution | Total peak demand (MW) | BSP | 52.2858 | 53.7603 | 53.3716 | 53.7699 | 53.9481 | 54.0348 | 54.1712 | 54.4247 | 54.5056 | 54.5256 | 54.66 | 54.5564 | 54.7311 | 54.8477 | 54.9004 | 55.0928 | 55.3282 | 55.6031 | 55.9215 | 56.2766 | 56.5777 | 57.114 | 57.4705 | 57.9592 | 58.5294 | 59.2034 | 59.7604 | 60.291 | 60.794 | 61.4709 | 61.9137 | 62.5281 | 63.0173 | 63.4283 | Total peak demand (MW)_Total peak demand (MW)
HALIFAX 132/33KV | ELLAND | NPgY | NG FES - Consumer Evolution | Total peak demand (MW) | BSP | 24.1364 | 24.0771 | 23.913 | 24.0461 | 24.0977 | 24.1278 | 24.2032 | 24.3227 | 24.3933 | 24.4783 | 24.659 | 24.7156 | 24.9798 | 25.207 | 25.4467 | 25.7701 | 26.1542 | 26.6031 | 27.1201 | 27.7171 | 28.3616 | 29.1232 | 29.8655 | 30.6791 | 31.5805 | 32.5029 | 33.3633 | 34.1788 | 34.9439 | 35.8373 | 36.6178 | 37.3905 | 37.9501 | 38.5098 | Total peak demand (MW)_Total peak demand (MW)
HECKMONDWIKE | SKELTON GRANGE | NPgY | NG FES - Consumer Evolution | Total peak demand (MW) | BSP | 49.1356 | 49.1696 | 48.8296 | 49.126 | 49.2395 | 49.2984 | 49.4353 | 49.6689 | 49.7859 | 49.8904 | 50.165 | 50.2024 | 50.6104 | 50.9583 | 51.3329 | 51.876 | 52.5255 | 53.288 | 54.1707 | 55.1599 | 56.2136 | 57.5103 | 58.7381 | 60.1092 | 61.6087 | 63.173 | 64.6125 | 65.974 | 67.2478 | 68.7132 | 69.9545 | 71.2132 | 72.0976 | 72.9714 | Total peak demand (MW)_Total peak demand (MW)
HOLMFIELD | BRADFORD WEST | NPgY | NG FES - Consumer Evolution | Total peak demand (MW) | BSP | 64.7416 | 65.297 | 64.8776 | 65.1599 | 65.2424 | 65.2992 | 65.5061 | 65.8251 | 66.0562 | 66.3408 | 66.9408 | 67.213 | 68.1368 | 68.978 | 69.9695 | 71.2447 | 72.7656 | 74.5559 | 76.632 | 78.9781 | 81.5871 | 84.5615 | 87.5964 | 90.8542 | 94.3546 | 97.8821 | 101.2144 | 104.356 | 107.2806 | 110.5228 | 113.4474 | 116.1707 | 117.984 | 119.8748 | Total peak demand (MW)_Total peak demand (MW)
HULL EAST 132/33KV | SALTEND NORTH | NPgY | NG FES - Consumer Evolution | Total peak demand (MW) | BSP | 55.5104 | 55.9035 | 55.4992 | 55.9338 | 56.1324 | 56.2257 | 56.3677 | 56.637 | 56.7174 | 56.7217 | 56.8385 | 56.7064 | 56.8603 | 56.953 | 56.9693 | 57.1317 | 57.3353 | 57.5753 | 57.8572 | 58.1679 | 58.4119 | 58.9069 | 59.2026 | 59.6393 | 60.1445 | 60.7558 | 61.2432 | 61.7057 | 62.1426 | 62.7497 | 63.1068 | 63.6545 | 64.0846 | 64.4274 | Total peak demand (MW)_Total peak demand (MW)
HULL SOUTH | CREYKE BECK | NPgY | NG FES - Consumer Evolution | Total peak demand (MW) | BSP | 75.434 | 77.0432 | 76.5391 | 77.03 | 77.24 | 77.3574 | 77.5923 | 77.9788 | 78.1836 | 78.3915 | 78.8579 | 78.9618 | 79.6338 | 80.2154 | 80.8429 | 81.7315 | 82.7858 | 84.0157 | 85.433 | 87.0423 | 88.7495 | 90.8384 | 92.8171 | 95.0199 | 97.4639 | 100.0034 | 102.3449 | 104.5629 | 106.6426 | 109.0699 | 111.1363 | 113.2353 | 114.7476 | 116.2363 | Total peak demand (MW)_Total peak demand (MW)
HULL WEST | CREYKE BECK | NPgY | NG FES - Consumer Evolution | Total peak demand (MW) | BSP | 61.5872 | 61.7454 | 61.3531 | 61.7621 | 61.9412 | 62.0357 | 62.2238 | 62.5426 | 62.7118 | 62.8532 | 63.2017 | 63.2701 | 63.7995 | 64.2705 | 64.7697 | 65.5005 | 66.3847 | 67.4325 | 68.6585 | 70.0407 | 71.5247 | 73.3469 | 75.0946 | 77.0376 | 79.1076 | 81.242 | 83.201 | 85.04 | 86.7437 | 88.6873 | 90.3209 | 91.9395 | 92.992 | 94.037 | Total peak demand (MW)_Total peak demand (MW)
HUMBERSTON | GRIMSBY WEST | NPgY | NG FES - Consumer Evolution | Total peak demand (MW) | BSP | 39.0544 | 39.6773 | 39.4069 | 39.7111 | 39.8553 | 39.932 | 40.0507 | 40.2645 | 40.3588 | 40.3984 | 40.5368 | 40.5165 | 40.7238 | 40.9134 | 41.0785 | 41.3876 | 41.7738 | 42.2404 | 42.797 | 43.42 | 44.064 | 44.9334 | 45.7133 | 46.6162 | 47.5411 | 48.5278 | 49.3984 | 50.2056 | 50.942 | 51.7992 | 52.4489 | 53.1364 | 53.5318 | 53.8968 | Total peak demand (MW)_Total peak demand (MW)
HUNNINGLEY | WEST MELTON SECTION 3 | NPgY | NG FES - Consumer Evolution | Total peak demand (MW) | BSP | 38.4059 | 39.9999 | 39.7436 | 40.0456 | 40.1875 | 40.2652 | 40.386 | 40.5945 | 40.6886 | 40.7569 | 40.9265 | 40.9292 | 41.1641 | 41.3697 | 41.604 | 41.9693 | 42.401 | 42.9015 | 43.4781 | 44.1125 | 44.759 | 45.6101 | 46.368 | 47.2408 | 48.2181 | 49.2626 | 50.2038 | 51.0949 | 51.9305 | 52.9103 | 53.6995 | 54.5489 | 55.1611 | 55.7425 | Total peak demand (MW)_Total peak demand (MW)
HUNSHELF | WEST MELTON SECTION 3 | NPgY | NG FES - Consumer Evolution | Total peak demand (MW) | BSP | 67.3807 | 67.818 | 67.3625 | 67.8761 | 68.1129 | 68.2279 | 68.4146 | 68.7577 | 68.892 | 68.9401 | 69.1506 | 69.0698 | 69.3871 | 69.645 | 69.8739 | 70.3202 | 70.8699 | 71.524 | 72.2973 | 73.1491 | 74.0005 | 75.2001 | 76.222 | 77.4405 | 78.7402 | 80.1383 | 81.3616 | 82.5071 | 83.5664 | 84.8263 | 85.758 | 86.8098 | 87.4946 | 88.1159 | Total peak demand (MW)_Total peak demand (MW)
IMMINGHAM | GRIMSBY WEST | NPgY | NG FES - Consumer Evolution | Total peak demand (MW) | BSP | 58.7227 | 61.2989 | 60.8644 | 61.3973 | 61.6635 | 61.7896 | 61.9432 | 62.2499 | 62.3201 | 62.2677 | 62.2834 | 62.0595 | 62.0589 | 62.0099 | 61.863 | 61.861 | 61.8716 | 61.884 | 61.907 | 61.9082 | 61.774 | 61.9161 | 61.7864 | 61.8058 | 61.862 | 62.0394 | 62.0838 | 62.1247 | 62.1648 | 62.3475 | 62.2512 | 62.4306 | 62.5963 | 62.6353 | Total peak demand (MW)_Total peak demand (MW)
KIRKHAW LANE | FERRYBRIDGE B | NPgY | NG FES - Consumer Evolution | Total peak demand (MW) | BSP | 63.9859 | 66.6518 | 66.1699 | 66.7287 | 66.9985 | 67.1258 | 67.2876 | 67.6132 | 67.6909 | 67.6276 | 67.6537 | 67.4205 | 67.4386 | 67.4142 | 67.2487 | 67.2534 | 67.2872 | 67.3412 | 67.4235 | 67.4996 | 67.4535 | 67.7176 | 67.7065 | 67.8601 | 68.002 | 68.2855 | 68.4165 | 68.5282 | 68.6214 | 68.8603 | 68.7928 | 68.9892 | 69.1035 | 69.0903 | Total peak demand (MW)_Total peak demand (MW)
KIRKSTALL C 2/5 | KIRKSTALL B | NPgY | NG FES - Consumer Evolution | Total peak demand (MW) | BSP | 54.4484 | 56.7601 | 56.3473 | 56.8536 | 57.1119 | 57.2464 | 57.4076 | 57.7108 | 57.7978 | 57.7889 | 57.8505 | 57.6921 | 57.7383 | 57.7497 | 57.6592 | 57.7122 | 57.7855 | 57.8708 | 57.9745 | 58.0899 | 58.0903 | 58.3585 | 58.3797 | 58.5422 | 58.7557 | 59.0945 | 59.3004 | 59.4931 | 59.6739 | 60.0311 | 60.1157 | 60.4464 | 60.7251 | 60.8841 | Total peak demand (MW)_Total peak demand (MW)
KIRKSTALL C/RING ROAD HORSFORTH | KIRKSTALL B | NPgY | NG FES - Consumer Evolution | Total peak demand (MW) | BSP | 86.8436 | 86.6742 | 86.1534 | 86.5146 | 86.6084 | 86.6631 | 86.923 | 87.3287 | 87.627 | 87.9924 | 88.7958 | 89.1544 | 90.4105 | 91.5526 | 92.9116 | 94.6538 | 96.7369 | 99.1943 | 102.0465 | 105.2536 | 108.8371 | 112.9051 | 117.0789 | 121.5502 | 126.328 | 131.1333 | 135.6807 | 139.9657 | 143.9514 | 148.3291 | 152.2937 | 155.9558 | 158.3594 | 160.8853 | Total peak demand (MW)_Total peak demand (MW)
LEEDS EAST | SKELTON GRANGE | NPgY | NG FES - Consumer Evolution | Total peak demand (MW) | BSP | 80.5646 | 89.8311 | 89.2835 | 89.7851 | 89.9833 | 90.0787 | 90.2951 | 90.6721 | 90.8459 | 90.9972 | 91.4128 | 91.4346 | 92.0455 | 92.5484 | 93.0956 | 93.8973 | 94.8504 | 95.9617 | 97.2399 | 98.6635 | 100.1575 | 102.0287 | 103.7596 | 105.7143 | 107.8973 | 110.1826 | 112.277 | 114.2662 | 116.1382 | 118.3176 | 120.1413 | 122.0426 | 123.4338 | 124.7918 | Total peak demand (MW)_Total peak demand (MW)
LEEDS NORTH | SKELTON GRANGE | NPgY | NG FES - Consumer Evolution | Total peak demand (MW) | BSP | 71.6004 | 74.0562 | 73.5708 | 73.9548 | 74.0895 | 74.1596 | 74.3604 | 74.6975 | 74.8891 | 75.0695 | 75.5298 | 75.6422 | 76.3541 | 76.9801 | 77.6377 | 78.5643 | 79.6885 | 81.0255 | 82.5884 | 84.3586 | 86.2921 | 88.5998 | 90.8666 | 93.3553 | 95.993 | 98.6909 | 101.1925 | 103.5428 | 105.7223 | 108.1856 | 110.3091 | 112.3627 | 113.6979 | 115.0511 | Total peak demand (MW)_Total peak demand (MW)
LINDLEY | ELLAND | NPgY | NG FES - Consumer Evolution | Total peak demand (MW) | BSP | 74.8755 | 79.2875 | 78.7798 | 79.2122 | 79.3722 | 79.4516 | 79.6557 | 79.9999 | 80.1748 | 80.3467 | 80.7871 | 80.8525 | 81.5082 | 82.0549 | 82.6401 | 83.4713 | 84.4613 | 85.6196 | 86.9561 | 88.463 | 90.07 | 92.0291 | 93.8894 | 95.9626 | 98.2555 | 100.6352 | 102.8342 | 104.9199 | 106.8785 | 109.146 | 111.0834 | 113.0496 | 114.4685 | 115.8736 | Total peak demand (MW)_Total peak demand (MW)
LOW ROAD | SKELTON GRANGE | NPgY | NG FES - Consumer Evolution | Total peak demand (MW) | BSP | 85.7063 | 94.6911 | 94.0499 | 94.7927 | 95.1546 | 95.3389 | 95.5802 | 96.0305 | 96.1634 | 96.1708 | 96.3187 | 96.0999 | 96.2553 | 96.3365 | 96.2886 | 96.4632 | 96.6798 | 96.9279 | 97.2153 | 97.5323 | 97.6986 | 98.2659 | 98.477 | 98.9058 | 99.4538 | 100.1908 | 100.7294 | 101.2437 | 101.7353 | 102.511 | 102.8805 | 103.6063 | 104.225 | 104.6771 | Total peak demand (MW)_Total peak demand (MW)
MALLARD WAY | WEST MELTON / THORPE MARSH | NPgY | NG FES - Consumer Evolution | Total peak demand (MW) | BSP | 31.3373 | 97.1402 | 96.9297 | 97.1558 | 97.2573 | 97.3091 | 97.4 | 97.5582 | 97.6273 | 97.6803 | 97.8225 | 97.8187 | 98.0187 | 98.1833 | 98.3467 | 98.6079 | 98.9192 | 99.2819 | 99.7 | 100.1702 | 100.6488 | 101.2793 | 101.8363 | 102.4807 | 103.2042 | 103.9766 | 104.6719 | 105.3313 | 105.9512 | 106.6954 | 107.2933 | 107.9441 | 108.4246 | 108.8791 | Total peak demand (MW)_Total peak demand (MW)
MENSTON | BRADFORD WEST | NPgY | NG FES - Consumer Evolution | Total peak demand (MW) | BSP | 56.1978 | 56.2241 | 55.8566 | 56.1979 | 56.3333 | 56.4016 | 56.5613 | 56.8303 | 56.9693 | 57.1047 | 57.4376 | 57.4954 | 57.9927 | 58.4139 | 58.8857 | 59.548 | 60.335 | 61.254 | 62.3144 | 63.5027 | 64.7709 | 66.3143 | 67.7853 | 69.4213 | 71.2304 | 73.0989 | 74.8268 | 76.4643 | 78.0005 | 79.7665 | 81.2764 | 82.8002 | 83.8886 | 84.9691 | Total peak demand (MW)_Total peak demand (MW)
MOSS ROAD | GRIMSBY WEST | NPgY | NG FES - Consumer Evolution | Total peak demand (MW) | BSP | 34.7551 | 34.9632 | 34.7246 | 34.9968 | 35.1286 | 35.2029 | 35.3173 | 35.5119 | 35.6033 | 35.672 | 35.8334 | 35.8438 | 36.0672 | 36.2642 | 36.452 | 36.7597 | 37.1299 | 37.5649 | 38.0713 | 38.6485 | 39.2386 | 40.0168 | 40.7119 | 41.5117 | 42.3868 | 43.3184 | 44.1528 | 44.938 | 45.6685 | 46.5467 | 47.2447 | 47.993 | 48.5136 | 49.0027 | Total peak demand (MW)_Total peak demand (MW)
OSGODBY 1/2 | DRAX | NPgY | NG FES - Consumer Evolution | Total peak demand (MW) | BSP | 1.1692 | 1.1875 | 1.1784 | 1.1903 | 1.1964 | 1.1995 | 1.2027 | 1.2093 | 1.2106 | 1.2086 | 1.2072 | 1.2017 | 1.1991 | 1.1962 | 1.1902 | 1.1872 | 1.1843 | 1.1813 | 1.1782 | 1.1743 | 1.167 | 1.1658 | 1.1585 | 1.1543 | 1.1489 | 1.1465 | 1.1412 | 1.1358 | 1.1304 | 1.1272 | 1.1179 | 1.1147 | 1.1115 | 1.1052 | Total peak demand (MW)_Total peak demand (MW)
OSGODBY 3/4 | DRAX | NPgY | NG FES - Consumer Evolution | Total peak demand (MW) | BSP | 53.6779 | 54.1703 | 53.8401 | 54.15 | 54.274 | 54.3234 | 54.4628 | 54.7053 | 54.82 | 54.94 | 55.2404 | 55.264 | 55.73 | 56.0938 | 56.5564 | 57.1751 | 57.8969 | 58.7246 | 59.6685 | 60.7042 | 61.7972 | 63.1238 | 64.3722 | 65.7708 | 67.3904 | 69.0263 | 70.5484 | 72.0053 | 73.3892 | 74.9802 | 76.3458 | 77.7539 | 78.8314 | 79.9009 | Total peak demand (MW)_Total peak demand (MW)
RODLEY | SKELTON GRANGE | NPgY | NG FES - Consumer Evolution | Total peak demand (MW) | BSP | 73.2245 | 75.5595 | 75.0722 | 75.4906 | 75.6451 | 75.7273 | 75.9372 | 76.2839 | 76.4753 | 76.6742 | 77.1517 | 77.2667 | 77.9768 | 78.5916 | 79.2741 | 80.2164 | 81.3383 | 82.653 | 84.1711 | 85.8806 | 87.7252 | 89.9339 | 92.0747 | 94.4332 | 97.0175 | 99.6861 | 102.166 | 104.5132 | 106.711 | 109.2211 | 111.3975 | 113.5542 | 115.0743 | 116.5988 | Total peak demand (MW)_Total peak demand (MW)
SAINT ANDREWS ROAD 132/33KV | SKELTON GRANGE | NPgY | NG FES - Consumer Evolution | Total peak demand (MW) | BSP | 66.3207 | 70.5237 | 70.0384 | 70.5497 | 70.7801 | 70.8926 | 71.0677 | 71.3923 | 71.497 | 71.5301 | 71.7083 | 71.5849 | 71.8144 | 71.9709 | 72.0841 | 72.3752 | 72.7216 | 73.1191 | 73.5725 | 74.0642 | 74.4886 | 75.2121 | 75.7082 | 76.3727 | 77.1716 | 78.1036 | 78.8883 | 79.6404 | 80.3586 | 81.2956 | 81.9379 | 82.799 | 83.502 | 84.1092 | Total peak demand (MW)_Total peak demand (MW)
SALTEND 132/33KV | SALTEND NORTH | NPgY | NG FES - Consumer Evolution | Total peak demand (MW) | BSP | 4.3497 | 4.4617 | 4.4058 | 4.4796 | 4.5184 | 4.538 | 4.5585 | 4.5998 | 4.6089 | 4.598 | 4.5915 | 4.5593 | 4.5447 | 4.5288 | 4.4938 | 4.4781 | 4.4627 | 4.4462 | 4.4299 | 4.4092 | 4.3678 | 4.3644 | 4.3228 | 4.3003 | 4.2727 | 4.264 | 4.2366 | 4.2087 | 4.1807 | 4.168 | 4.1175 | 4.1046 | 4.0914 | 4.0595 | Total peak demand (MW)_Total peak demand (MW)
SANTON | KEADBY | NPgY | NG FES - Consumer Evolution | Total peak demand (MW) | BSP | 59.5937 | 61.7052 | 61.2873 | 61.7388 | 61.9435 | 62.0302 | 62.1723 | 62.4484 | 62.5213 | 62.5228 | 62.6417 | 62.4812 | 62.6487 | 62.7266 | 62.7783 | 62.9687 | 63.1916 | 63.4391 | 63.7182 | 64.0019 | 64.2021 | 64.6481 | 64.8757 | 65.2491 | 65.7544 | 66.3485 | 66.8266 | 67.2943 | 67.7531 | 68.3846 | 68.7663 | 69.3735 | 69.919 | 70.3735 | Total peak demand (MW)_Total peak demand (MW)
SCUNTHORPE NORTH | KEADBY | NPgY | NG FES - Consumer Evolution | Total peak demand (MW) | BSP | 120.1833 | 124.1436 | 123.2272 | 124.4044 | 125.0142 | 125.3271 | 125.6766 | 126.3569 | 126.5305 | 126.4293 | 126.4418 | 126.0001 | 125.9322 | 125.8176 | 125.4459 | 125.3978 | 125.3794 | 125.3697 | 125.3873 | 125.379 | 125.0769 | 125.3922 | 125.121 | 125.1681 | 125.2302 | 125.5878 | 125.641 | 125.6715 | 125.6836 | 126.0093 | 125.7172 | 126.0022 | 126.2092 | 126.1317 | Total peak demand (MW)_Total peak demand (MW)
SCUNTHORPE SOUTH | KEADBY | NPgY | NG FES - Consumer Evolution | Total peak demand (MW) | BSP | 20.4898 | 21.0611 | 20.9324 | 21.0706 | 21.1385 | 21.1854 | 21.2697 | 21.4018 | 21.4943 | 21.582 | 21.7529 | 21.843 | 22.1064 | 22.3694 | 22.6455 | 23.0301 | 23.5022 | 24.0699 | 24.7428 | 25.517 | 26.375 | 27.3845 | 28.4052 | 29.5097 | 30.6374 | 31.7761 | 32.8319 | 33.8117 | 34.7051 | 35.7002 | 36.5616 | 37.3478 | 37.7847 | 38.2378 | Total peak demand (MW)_Total peak demand (MW)
SILSDEN | BRADFORD WEST | NPgY | NG FES - Consumer Evolution | Total peak demand (MW) | BSP | 77.9461 | 79.6275 | 79.1465 | 79.5171 | 79.6389 | 79.7088 | 79.948 | 80.3217 | 80.5777 | 80.8802 | 81.5376 | 81.7995 | 82.8204 | 83.7302 | 84.763 | 86.1143 | 87.7325 | 89.6414 | 91.8615 | 94.3829 | 97.1743 | 100.387 | 103.636 | 107.1446 | 110.9094 | 114.6974 | 118.2621 | 121.621 | 124.7461 | 128.2408 | 131.3586 | 134.2894 | 136.238 | 138.2553 | Total peak demand (MW)_Total peak demand (MW)
SOWERBY BRIDGE 132/33KV | ELLAND | NPgY | NG FES - Consumer Evolution | Total peak demand (MW) | BSP | 71.9049 | 72.8956 | 72.4163 | 72.7761 | 72.8906 | 72.9417 | 73.1288 | 73.4405 | 73.6116 | 73.7932 | 74.2593 | 74.3513 | 75.0692 | 75.6654 | 76.2958 | 77.1664 | 78.2101 | 79.4384 | 80.8626 | 82.4793 | 84.2336 | 86.3194 | 88.3507 | 90.5889 | 93.0312 | 95.528 | 97.8534 | 100.0548 | 102.1164 | 104.4792 | 106.5324 | 108.5598 | 109.9869 | 111.4243 | Total peak demand (MW)_Total peak demand (MW)
STAYGATE | SKELTON GRANGE | NPgY | NG FES - Consumer Evolution | Total peak demand (MW) | BSP | 84.813 | 87.5307 | 86.9229 | 87.5698 | 87.8695 | 88.0353 | 88.2973 | 88.7519 | 88.9499 | 89.0858 | 89.4409 | 89.4218 | 89.908 | 90.3225 | 90.741 | 91.4365 | 92.2652 | 93.2304 | 94.3455 | 95.5911 | 96.8425 | 98.5323 | 100.0008 | 101.7148 | 103.6308 | 105.6968 | 107.5399 | 109.2834 | 110.9167 | 112.8797 | 114.425 | 116.1296 | 117.3664 | 118.5208 | Total peak demand (MW)_Total peak demand (MW)
THORNHILL 132KV | ELLAND | NPgY | NG FES - Consumer Evolution | Total peak demand (MW) | BSP | 99.8233 | 100.8355 | 100.1554 | 100.8043 | 101.0747 | 101.2199 | 101.5143 | 102.0107 | 102.2578 | 102.4839 | 103.0374 | 103.1151 | 103.9201 | 104.6059 | 105.3469 | 106.4248 | 107.7064 | 109.2027 | 110.9295 | 112.8715 | 114.9183 | 117.4627 | 119.8413 | 122.512 | 125.4711 | 128.564 | 131.4018 | 134.09 | 136.6108 | 139.5463 | 142.015 | 144.5543 | 146.3786 | 148.164 | Total peak demand (MW)_Total peak demand (MW)
WAKEFIELD MONCKTON ROAD | WEST MELTON SECTION 3 | NPgY | NG FES - Consumer Evolution | Total peak demand (MW) | BSP | 51.3329 | 52.3429 | 51.9925 | 52.3713 | 52.5422 | 52.6322 | 52.784 | 53.0466 | 53.1603 | 53.2493 | 53.4793 | 53.4721 | 53.789 | 54.0501 | 54.3268 | 54.7625 | 55.2761 | 55.8693 | 56.5484 | 57.3046 | 58.0667 | 59.0783 | 59.9618 | 60.9884 | 62.1625 | 63.4214 | 64.5545 | 65.6329 | 66.6509 | 67.8731 | 68.8556 | 69.9364 | 70.7551 | 71.5281 | Total peak demand (MW)_Total peak demand (MW)
WAKEFIELD NORTH | SKELTON GRANGE | NPgY | NG FES - Consumer Evolution | Total peak demand (MW) | BSP | 74.8297 | 78.1151 | 77.6232 | 78.1108 | 78.3089 | 78.4087 | 78.6182 | 78.9769 | 79.148 | 79.3037 | 79.7057 | 79.7469 | 80.3291 | 80.819 | 81.3829 | 82.1925 | 83.1472 | 84.2548 | 85.5245 | 86.9292 | 88.4052 | 90.2418 | 91.9504 | 93.8717 | 96.0305 | 98.299 | 100.3853 | 102.3691 | 104.2386 | 106.3974 | 108.2224 | 110.1135 | 111.5074 | 112.8744 | Total peak demand (MW)_Total peak demand (MW)
WEST MELTON | WEST MELTON SECTION 3 | NPgY | NG FES - Consumer Evolution | Total peak demand (MW) | BSP | 118.4154 | 119.1846 | 118.4541 | 119.155 | 119.4228 | 119.5601 | 119.903 | 120.4658 | 120.7804 | 121.1192 | 121.9083 | 122.1085 | 123.29 | 124.3067 | 125.4974 | 127.1092 | 129.0139 | 131.2327 | 133.7876 | 136.6436 | 139.7251 | 143.3942 | 146.9606 | 150.8844 | 155.2282 | 159.6975 | 163.8656 | 167.8195 | 171.5319 | 175.7465 | 179.4267 | 183.0686 | 185.674 | 188.2965 | Total peak demand (MW)_Total peak demand (MW)
WHINMOOR | FERRYBRIDGE B | NPgY | NG FES - Consumer Evolution | Total peak demand (MW) | BSP | 69.0983 | 80.3657 | 79.9302 | 80.2923 | 80.4211 | 80.493 | 80.7023 | 81.0411 | 81.2555 | 81.4934 | 82.0269 | 82.2212 | 83.0385 | 83.7734 | 84.6417 | 85.7892 | 87.1577 | 88.7663 | 90.6299 | 92.7191 | 95.017 | 97.691 | 100.3678 | 103.2704 | 106.4037 | 109.586 | 112.5714 | 115.3881 | 118.0134 | 120.9369 | 123.529 | 125.9952 | 127.6533 | 129.3591 | Total peak demand (MW)_Total peak demand (MW)
WOLD NEWTON | KEADBY | NPgY | NG FES - Consumer Evolution | Total peak demand (MW) | BSP | 51.9997 | 52.4975 | 52.1663 | 52.5134 | 52.6568 | 52.7026 | 52.8093 | 53.0261 | 53.0885 | 53.0788 | 53.2028 | 53.0785 | 53.2901 | 53.4241 | 53.4964 | 53.7069 | 53.9789 | 54.3102 | 54.7079 | 55.1409 | 55.5595 | 56.201 | 56.7053 | 57.3426 | 58.0138 | 58.7417 | 59.3608 | 59.9419 | 60.4815 | 61.143 | 61.5879 | 62.1453 | 62.5139 | 62.8339 | Total peak demand (MW)_Total peak demand (MW)
YARBOROUGH ROAD 132/33KV | GRIMSBY WEST | NPgY | NG FES - Consumer Evolution | Total peak demand (MW) | BSP | 58.8532 | 61.0543 | 60.669 | 61.0218 | 61.1662 | 61.2452 | 61.4254 | 61.7256 | 61.8975 | 62.0555 | 62.4312 | 62.5327 | 63.1113 | 63.6293 | 64.1867 | 64.9743 | 65.9271 | 67.0574 | 68.38 | 69.8763 | 71.5033 | 73.4567 | 75.3686 | 77.4717 | 79.7039 | 81.9851 | 84.0954 | 86.0762 | 87.9106 | 89.9848 | 91.7628 | 93.4845 | 94.5944 | 95.7147 | Total peak demand (MW)_Total peak demand (MW)

## CE_Gross peak demand with CF
Bulk Supply Point Name | Grid Supply Point Connected to | Licence area | Scenario name | Output parameter_Unit | Substation Type in Forecasting Model | 2017 | 2018 | 2019 | 2020 | 2021 | 2022 | 2023 | 2024 | 2025 | 2026 | 2027 | 2028 | 2029 | 2030 | 2031 | 2032 | 2033 | 2034 | 2035 | 2036 | 2037 | 2038 | 2039 | 2040 | 2041 | 2042 | 2043 | 2044 | 2045 | 2046 | 2047 | 2048 | 2049 | 2050 | Output parameter_Output
ANNFIELD | STELLA SOUTH | NPgN | NG FES - Consumer Evolution | Total peak demand with CF (MW) | BSP | 62.4808 | 65.8323 | 65.3293 | 65.7461 | 65.8364 | 65.5481 | 65.6979 | 66.0789 | 65.6737 | 65.496 | 65.3482 | 65.2906 | 65.4942 | 65.4296 | 65.5971 | 65.6818 | 66.0299 | 66.2412 | 66.5506 | 66.7286 | 66.809 | 66.8908 | 66.9079 | 66.821 | 67.2899 | 67.6526 | 67.9877 | 67.9623 | 68.026 | 68.2082 | 68.3739 | 68.6743 | 68.9297 | 69.8341 | Total peak demand with CF (MW)_Total peak demand with CF (MW)
BARRACK ROAD | STELLA NORTH | NPgN | NG FES - Consumer Evolution | Total peak demand with CF (MW) | BSP | 76.7943 | 78.8092 | 78.1901 | 78.8749 | 79.1598 | 79.1554 | 79.3459 | 79.7778 | 79.6386 | 79.5182 | 79.3676 | 79.1134 | 79.0909 | 78.9314 | 78.714 | 78.5888 | 78.5936 | 78.5356 | 78.5353 | 78.4754 | 78.2471 | 78.284 | 78.0442 | 77.8941 | 77.9891 | 78.1425 | 78.1785 | 78.0664 | 78.0112 | 78.1449 | 78.0047 | 78.1538 | 78.2591 | 78.3765 | Total peak demand with CF (MW)_Total peak demand with CF (MW)
BLUCHER | STELLA NORTH | NPgN | NG FES - Consumer Evolution | Total peak demand with CF (MW) | BSP | 55.2508 | 54.4085 | 53.9477 | 54.2481 | 54.2651 | 53.9069 | 54.0179 | 54.3472 | 53.898 | 53.7175 | 53.567 | 53.534 | 53.7507 | 53.6767 | 53.8759 | 53.9615 | 54.335 | 54.5594 | 54.8952 | 55.0735 | 55.1794 | 55.2251 | 55.2705 | 55.1809 | 55.669 | 56.0306 | 56.4097 | 56.4148 | 56.5264 | 56.709 | 56.9424 | 57.2401 | 57.4756 | 58.3465 | Total peak demand with CF (MW)_Total peak demand with CF (MW)
BOWESFIELD | NORTON | NPgN | NG FES - Consumer Evolution | Total peak demand with CF (MW) | BSP | 87.7574 | 87.2548 | 86.5402 | 87.0881 | 87.173 | 86.7043 | 86.8984 | 87.4197 | 86.7945 | 86.5099 | 86.2701 | 86.1772 | 86.4538 | 86.3232 | 86.5353 | 86.6103 | 87.0895 | 87.3605 | 87.7907 | 88.011 | 88.1032 | 88.1702 | 88.1823 | 88.0332 | 88.6952 | 89.1772 | 89.6557 | 89.6093 | 89.7105 | 89.9544 | 90.2013 | 90.5919 | 90.8911 | 92.0445 | Total peak demand with CF (MW)_Total peak demand with CF (MW)
CHIRTON GRANGE | TYNEMOUTH | NPgN | NG FES - Consumer Evolution | Total peak demand with CF (MW) | BSP | 55.1555 | 54.4061 | 53.9403 | 54.2564 | 54.2925 | 53.9676 | 54.0853 | 54.4184 | 54.0006 | 53.8193 | 53.6657 | 53.6192 | 53.8147 | 53.7382 | 53.842 | 53.8433 | 54.1137 | 54.2433 | 54.4728 | 54.5744 | 54.5958 | 54.5752 | 54.5323 | 54.363 | 54.6779 | 54.8667 | 55.0501 | 54.8681 | 54.7757 | 54.7656 | 54.7797 | 54.8778 | 54.922 | 55.6199 | Total peak demand with CF (MW)_Total peak demand with CF (MW)
COALBURNS | STELLA SOUTH | NPgN | NG FES - Consumer Evolution | Total peak demand with CF (MW) | BSP | 63.1751 | 62.984 | 62.4954 | 62.9768 | 63.1223 | 62.9354 | 63.0795 | 63.4337 | 63.1128 | 62.8734 | 62.6812 | 62.5097 | 62.5665 | 62.4235 | 62.395 | 62.3451 | 62.4931 | 62.5377 | 62.6635 | 62.6753 | 62.5684 | 62.5555 | 62.4179 | 62.2575 | 62.4789 | 62.6519 | 62.7747 | 62.6401 | 62.577 | 62.6178 | 62.5498 | 62.6506 | 62.6995 | 63.1047 | Total peak demand with CF (MW)_Total peak demand with CF (MW)
DARLINGTON CENTRAL | NORTON | NPgN | NG FES - Consumer Evolution | Total peak demand with CF (MW) | BSP | 42.2265 | 50.7513 | 50.413 | 50.7656 | 50.8951 | 50.84 | 50.9429 | 51.185 | 51.0593 | 50.992 | 50.9123 | 50.8043 | 50.8345 | 50.7574 | 50.7129 | 50.6918 | 50.773 | 50.8043 | 50.8815 | 50.9074 | 50.8493 | 50.9014 | 50.8351 | 50.7916 | 50.9701 | 51.1571 | 51.3009 | 51.3267 | 51.3977 | 51.5696 | 51.6271 | 51.817 | 51.9733 | 52.1992 | Total peak demand with CF (MW)_Total peak demand with CF (MW)
DARLINGTON NORTH | NORTON | NPgN | NG FES - Consumer Evolution | Total peak demand with CF (MW) | BSP | 64.8537 | 67.4491 | 66.9298 | 67.4637 | 67.6566 | 67.566 | 67.7131 | 68.0698 | 67.8553 | 67.7129 | 67.5622 | 67.3686 | 67.3903 | 67.2532 | 67.1918 | 67.1723 | 67.307 | 67.3664 | 67.4958 | 67.5347 | 67.4464 | 67.5277 | 67.4276 | 67.3661 | 67.6511 | 67.9706 | 68.225 | 68.3048 | 68.4541 | 68.7405 | 68.8562 | 69.1753 | 69.4439 | 69.8111 | Total peak demand with CF (MW)_Total peak demand with CF (MW)
DUNSTON | STELLA NORTH | NPgN | NG FES - Consumer Evolution | Total peak demand with CF (MW) | BSP | 102.5149 | 102.4795 | 101.6353 | 102.3456 | 102.5287 | 102.1362 | 102.3866 | 103.0211 | 102.4912 | 102.3106 | 102.1346 | 102.0324 | 102.3298 | 102.2157 | 102.3523 | 102.3998 | 102.8467 | 103.0884 | 103.4831 | 103.6837 | 103.7118 | 103.8052 | 103.7458 | 103.5644 | 104.1588 | 104.6008 | 104.99 | 104.8573 | 104.8695 | 105.0901 | 105.2236 | 105.5922 | 105.8789 | 106.9767 | Total peak demand with CF (MW)_Total peak demand with CF (MW)
FLATWORTH | TYNEMOUTH | NPgN | NG FES - Consumer Evolution | Total peak demand with CF (MW) | BSP | 36.779 | 38.1967 | 37.8945 | 38.1624 | 38.2416 | 38.1285 | 38.2146 | 38.4302 | 38.2494 | 38.1523 | 38.0635 | 37.9909 | 38.0573 | 37.9996 | 38.0081 | 38.0022 | 38.1192 | 38.1726 | 38.2717 | 38.3095 | 38.2815 | 38.2971 | 38.2396 | 38.156 | 38.3072 | 38.4301 | 38.5213 | 38.4496 | 38.4209 | 38.4633 | 38.4557 | 38.5493 | 38.6197 | 38.945 | Total peak demand with CF (MW)_Total peak demand with CF (MW)
GOSFORTH | TYNEMOUTH | NPgN | NG FES - Consumer Evolution | Total peak demand with CF (MW) | BSP | 75.9654 | 75.5923 | 74.9742 | 75.5161 | 75.6679 | 75.41 | 75.5824 | 76.0222 | 75.6161 | 75.3862 | 75.1854 | 75.0291 | 75.1684 | 75.0433 | 75.0826 | 75.08 | 75.3395 | 75.4624 | 75.6816 | 75.7634 | 75.7098 | 75.7299 | 75.6125 | 75.4303 | 75.7518 | 76.0086 | 76.2028 | 76.0429 | 75.9712 | 76.0296 | 75.9991 | 76.1705 | 76.2946 | 77.009 | Total peak demand with CF (MW)_Total peak demand with CF (MW)
HARROGATE 132/33KV | KNARESBOROUGH | NPgN | NG FES - Consumer Evolution | Total peak demand with CF (MW) | BSP | 56.9819 | 58.3654 | 57.9165 | 58.353 | 58.4971 | 58.3508 | 58.4835 | 58.8125 | 58.5554 | 58.3803 | 58.2313 | 58.0864 | 58.1513 | 58.0445 | 57.9846 | 57.9134 | 58.0092 | 58.0166 | 58.0837 | 58.0674 | 57.9389 | 57.8988 | 57.7282 | 57.5342 | 57.6249 | 57.6869 | 57.6817 | 57.4402 | 57.2496 | 57.1585 | 56.9647 | 56.9444 | 56.8945 | 57.2404 | Total peak demand with CF (MW)_Total peak demand with CF (MW)
HUSTHWAITE | KNARESBOROUGH | NPgN | NG FES - Consumer Evolution | Total peak demand with CF (MW) | BSP | 23.8922 | 24.898 | 24.7133 | 24.8745 | 24.9018 | 24.7795 | 24.838 | 24.9859 | 24.8361 | 24.7825 | 24.7332 | 24.7191 | 24.7962 | 24.7584 | 24.8096 | 24.8227 | 24.9487 | 25.0187 | 25.1383 | 25.1998 | 25.2277 | 25.2575 | 25.2729 | 25.2504 | 25.455 | 25.5877 | 25.7281 | 25.7343 | 25.7871 | 25.8867 | 25.9769 | 26.0979 | 26.1849 | 26.4383 | Total peak demand with CF (MW)_Total peak demand with CF (MW)
LEEMING BAR_SKEEBY | NORTON | NPgN | NG FES - Consumer Evolution | Total peak demand with CF (MW) | BSP | 76.1989 | 75.3136 | 74.7096 | 75.1124 | 75.0844 | 74.4722 | 74.663 | 75.1765 | 74.5244 | 74.3944 | 74.2843 | 74.4038 | 74.8526 | 74.7895 | 75.2013 | 75.3694 | 76.0395 | 76.4586 | 77.0969 | 77.4865 | 77.8022 | 77.9686 | 78.2254 | 78.2344 | 79.2724 | 79.9297 | 80.6974 | 80.8666 | 81.2429 | 81.7714 | 82.4165 | 83.0468 | 83.527 | 84.8288 | Total peak demand with CF (MW)_Total peak demand with CF (MW)
LINTON | BLYTH 132kV | NPgN | NG FES - Consumer Evolution | Total peak demand with CF (MW) | BSP | 49.2908 | 50.8009 | 50.5041 | 50.9099 | 50.994 | 50.7593 | 50.915 | 51.2293 | 50.8899 | 50.691 | 50.5406 | 50.5151 | 50.6827 | 50.6333 | 50.8676 | 50.9882 | 51.324 | 51.5545 | 51.8644 | 52.0542 | 52.1706 | 52.2784 | 52.3503 | 52.3237 | 52.807 | 53.0356 | 53.2378 | 53.1278 | 53.0808 | 53.1144 | 53.1186 | 53.2324 | 53.3238 | 54.0811 | Total peak demand with CF (MW)_Total peak demand with CF (MW)
MALTON GRID | OSBALDWICK | NPgN | NG FES - Consumer Evolution | Total peak demand with CF (MW) | BSP | 75.576 | 78.3087 | 77.7312 | 78.2756 | 78.4044 | 78.0804 | 78.271 | 78.7286 | 78.2534 | 78.024 | 77.8368 | 77.7548 | 77.9738 | 77.88 | 78.0867 | 78.1998 | 78.6239 | 78.8904 | 79.2817 | 79.5192 | 79.6392 | 79.7868 | 79.8494 | 79.8097 | 80.4691 | 80.9753 | 81.4548 | 81.5277 | 81.7116 | 82.0579 | 82.3505 | 82.8041 | 83.1908 | 84.2385 | Total peak demand with CF (MW)_Total peak demand with CF (MW)
MELROSEGATE | OSBALDWICK | NPgN | NG FES - Consumer Evolution | Total peak demand with CF (MW) | BSP | 126.316 | 132.1655 | 131.1588 | 132.049 | 132.2804 | 131.7966 | 132.084 | 132.8231 | 132.0926 | 131.7116 | 131.3794 | 131.1575 | 131.4376 | 131.2414 | 131.3697 | 131.3944 | 131.889 | 132.1413 | 132.571 | 132.7667 | 132.7489 | 132.8176 | 132.694 | 132.4336 | 133.1072 | 133.6373 | 134.0862 | 133.9045 | 133.8847 | 134.0964 | 134.193 | 134.5956 | 134.9057 | 136.2597 | Total peak demand with CF (MW)_Total peak demand with CF (MW)
NORTH TEES | NORTON | NPgN | NG FES - Consumer Evolution | Total peak demand with CF (MW) | BSP | 146.0963 | 150.1809 | 149.0192 | 150.3529 | 150.9398 | 150.9938 | 151.3769 | 152.2199 | 152.0419 | 151.8478 | 151.6449 | 151.1787 | 151.144 | 150.8761 | 150.5424 | 150.4151 | 150.5008 | 150.476 | 150.5443 | 150.4754 | 150.0659 | 150.1928 | 149.7615 | 149.5304 | 149.7505 | 150.1461 | 150.2978 | 150.2003 | 150.1958 | 150.5367 | 150.3354 | 150.7213 | 151.044 | 151.3752 | Total peak demand with CF (MW)_Total peak demand with CF (MW)
POTTER HOUSE | SPENNYMOOR | NPgN | NG FES - Consumer Evolution | Total peak demand with CF (MW) | BSP | 78.3486 | 80.0848 | 79.4619 | 80.0527 | 80.2344 | 80.0077 | 80.1969 | 80.6597 | 80.2846 | 80.0886 | 79.9083 | 79.7628 | 79.9132 | 79.8042 | 79.8687 | 79.9034 | 80.1915 | 80.3495 | 80.602 | 80.724 | 80.7069 | 80.7897 | 80.7111 | 80.5799 | 80.9762 | 81.3129 | 81.576 | 81.4956 | 81.5031 | 81.6675 | 81.7212 | 82.0008 | 82.2395 | 83.0443 | Total peak demand with CF (MW)_Total peak demand with CF (MW)
RAVENSWORTH | STELLA SOUTH | NPgN | NG FES - Consumer Evolution | Total peak demand with CF (MW) | BSP | 53.9786 | 56.92 | 56.4917 | 56.9717 | 57.1716 | 57.1618 | 57.2952 | 57.5948 | 57.4706 | 57.3411 | 57.2128 | 57.0223 | 57.0025 | 56.8914 | 56.7615 | 56.6928 | 56.7132 | 56.6881 | 56.6969 | 56.6587 | 56.5022 | 56.5218 | 56.3448 | 56.2207 | 56.2701 | 56.3689 | 56.3746 | 56.2638 | 56.1856 | 56.2294 | 56.0932 | 56.1733 | 56.2365 | 56.4032 | Total peak demand with CF (MW)_Total peak demand with CF (MW)
SCARBOROUGH GRID | OSBALDWICK | NPgN | NG FES - Consumer Evolution | Total peak demand with CF (MW) | BSP | 81.2336 | 84.3183 | 83.6846 | 84.2852 | 84.4559 | 84.1614 | 84.3726 | 84.8744 | 84.4171 | 84.2012 | 84.0182 | 83.9237 | 84.1533 | 84.0753 | 84.2031 | 84.2516 | 84.602 | 84.7964 | 85.0989 | 85.2783 | 85.3185 | 85.4086 | 85.3696 | 85.2287 | 85.7146 | 86.075 | 86.3647 | 86.2253 | 86.1779 | 86.3204 | 86.382 | 86.6597 | 86.8922 | 87.9205 | Total peak demand with CF (MW)_Total peak demand with CF (MW)
SEAL SANDS | SALTHOLME | NPgN | NG FES - Consumer Evolution | Total peak demand with CF (MW) | BSP | 35.5585 | 36.4739 | 36.1974 | 36.5563 | 36.7341 | 36.8189 | 36.905 | 37.0864 | 37.0909 | 36.9909 | 36.8974 | 36.7015 | 36.5963 | 36.4892 | 36.2845 | 36.1726 | 36.0612 | 35.9482 | 35.8352 | 35.7058 | 35.4816 | 35.4418 | 35.2173 | 35.0851 | 34.9234 | 34.8536 | 34.6924 | 34.5306 | 34.3687 | 34.273 | 33.9946 | 33.8992 | 33.8039 | 33.6184 | Total peak demand with CF (MW)_Total peak demand with CF (MW)
SPADEADAM 33KV | SPADEADAM | NPgN | NG FES - Consumer Evolution | Total peak demand with CF (MW) | BSP | 1.2065 | 1.1843 | 1.1797 | 1.1926 | 1.1947 | 1.1878 | 1.1944 | 1.2039 | 1.195 | 1.1911 | 1.1892 | 1.1931 | 1.2007 | 1.2013 | 1.2161 | 1.2257 | 1.2427 | 1.2564 | 1.2738 | 1.2875 | 1.3001 | 1.3118 | 1.3243 | 1.3335 | 1.3655 | 1.3822 | 1.4002 | 1.4094 | 1.4215 | 1.4386 | 1.4544 | 1.4711 | 1.4859 | 1.5142 | Total peak demand with CF (MW)_Total peak demand with CF (MW)
SPENNYMOOR 132/66KV | SPENNYMOOR | NPgN | NG FES - Consumer Evolution | Total peak demand with CF (MW) | BSP | 100.2057 | 99.539 | 98.7349 | 99.409 | 99.5562 | 99.1042 | 99.3532 | 99.9878 | 99.4172 | 99.2459 | 99.0892 | 99.0495 | 99.4041 | 99.3092 | 99.5793 | 99.7212 | 100.2963 | 100.6501 | 101.1777 | 101.475 | 101.6198 | 101.7861 | 101.8494 | 101.7562 | 102.5654 | 103.1723 | 103.7617 | 103.7937 | 103.9915 | 104.3857 | 104.7462 | 105.2995 | 105.7615 | 107.0912 | Total peak demand with CF (MW)_Total peak demand with CF (MW)
TORONTO | SPENNYMOOR | NPgN | NG FES - Consumer Evolution | Total peak demand with CF (MW) | BSP | 56.8592 | 56.4668 | 55.9974 | 56.3854 | 56.4723 | 56.2432 | 56.3726 | 56.7199 | 56.4534 | 56.4038 | 56.3281 | 56.2765 | 56.4267 | 56.3299 | 56.3641 | 56.3525 | 56.575 | 56.6823 | 56.899 | 56.9914 | 56.993 | 57.0488 | 57.0396 | 56.9853 | 57.385 | 57.6901 | 58.008 | 58.0667 | 58.2341 | 58.5151 | 58.7363 | 59.0414 | 59.2594 | 59.6676 | Total peak demand with CF (MW)_Total peak demand with CF (MW)
WORMALD GREEN 132/33KV | KNARESBOROUGH | NPgN | NG FES - Consumer Evolution | Total peak demand with CF (MW) | BSP | 50.7995 | 53.4517 | 53.0474 | 53.4595 | 53.5981 | 53.4954 | 53.616 | 53.8992 | 53.6935 | 53.5504 | 53.4164 | 53.2738 | 53.3006 | 53.1858 | 53.1263 | 53.0813 | 53.1792 | 53.2067 | 53.3006 | 53.3268 | 53.2586 | 53.3044 | 53.2248 | 53.158 | 53.3849 | 53.6023 | 53.7788 | 53.7934 | 53.8676 | 54.0615 | 54.1308 | 54.3426 | 54.5031 | 54.7733 | Total peak demand with CF (MW)_Total peak demand with CF (MW)
ATTERCLIFFE | WEST MELTON / THORPE MARSH | NPgY | NG FES - Consumer Evolution | Total peak demand with CF (MW) | BSP | 44.7422 | 45.8785 | 45.5223 | 45.9125 | 46.0679 | 46.0313 | 46.159 | 46.4369 | 46.3322 | 46.3043 | 46.2632 | 46.1879 | 46.2605 | 46.2211 | 46.2241 | 46.2491 | 46.3751 | 46.4483 | 46.5615 | 46.6312 | 46.6057 | 46.6974 | 46.6569 | 46.6407 | 46.8854 | 47.1455 | 47.3587 | 47.4523 | 47.5978 | 47.8755 | 48.0258 | 48.3258 | 48.5944 | 48.9468 | Total peak demand with CF (MW)_Total peak demand with CF (MW)
BARUGH 132/66KV | WEST MELTON SECTION 3 | NPgY | NG FES - Consumer Evolution | Total peak demand with CF (MW) | BSP | 68.0022 | 70.2865 | 69.7676 | 70.2753 | 70.4313 | 70.2009 | 70.405 | 70.875 | 70.5671 | 70.515 | 70.468 | 70.4796 | 70.7717 | 70.7881 | 71.0263 | 71.175 | 71.5699 | 71.8217 | 72.1397 | 72.3206 | 72.3735 | 72.4453 | 72.4028 | 72.2629 | 72.6968 | 73.0293 | 73.3447 | 73.3329 | 73.4481 | 73.7068 | 73.9158 | 74.2916 | 74.6268 | 75.5754 | Total peak demand with CF (MW)_Total peak demand with CF (MW)
BEESTON ROYDS 132/33KV | KIRKSTALL B | NPgY | NG FES - Consumer Evolution | Total peak demand with CF (MW) | BSP | 106.4766 | 107.9853 | 107.1561 | 108.0893 | 108.4697 | 108.3911 | 108.6984 | 109.3601 | 109.0838 | 108.9253 | 108.7686 | 108.5529 | 108.7067 | 108.6209 | 108.6366 | 108.6948 | 108.9722 | 109.1236 | 109.3306 | 109.4201 | 109.2796 | 109.3944 | 109.162 | 108.9588 | 109.2983 | 109.6728 | 109.9098 | 109.8577 | 109.92 | 110.2477 | 110.2904 | 110.7314 | 111.1415 | 111.9827 | Total peak demand with CF (MW)_Total peak demand with CF (MW)
BEVERLEY 132/33KV | CREYKE BECK | NPgY | NG FES - Consumer Evolution | Total peak demand with CF (MW) | BSP | 83.9817 | 86.7524 | 86.1139 | 86.6804 | 86.8305 | 86.4351 | 86.6868 | 87.2769 | 86.7307 | 86.5117 | 86.344 | 86.3535 | 86.7638 | 86.7851 | 87.0844 | 87.1782 | 87.606 | 87.8236 | 88.1096 | 88.2229 | 88.1687 | 88.0343 | 87.8251 | 87.4223 | 87.7415 | 87.8594 | 87.9685 | 87.5746 | 87.3447 | 87.2408 | 87.1416 | 87.2144 | 87.2384 | 88.4142 | Total peak demand with CF (MW)_Total peak demand with CF (MW)
BINGLEY 132/33KV | BRADFORD WEST | NPgY | NG FES - Consumer Evolution | Total peak demand with CF (MW) | BSP | 53.4851 | 52.6911 | 52.2494 | 52.5702 | 52.625 | 52.3207 | 52.4731 | 52.8463 | 52.4682 | 52.3517 | 52.2653 | 52.3013 | 52.5861 | 52.5944 | 52.8086 | 52.8868 | 53.2198 | 53.4022 | 53.655 | 53.7789 | 53.8123 | 53.7726 | 53.7111 | 53.5062 | 53.8282 | 54.0175 | 54.2321 | 54.1055 | 54.1045 | 54.1964 | 54.3215 | 54.5196 | 54.662 | 55.4645 | Total peak demand with CF (MW)_Total peak demand with CF (MW)
BLACKBURN MEADOWS B | WEST MELTON / THORPE MARSH | NPgY | NG FES - Consumer Evolution | Total peak demand with CF (MW) | BSP | 37.1091 | 37.4302 | 37.1385 | 37.4913 | 37.6499 | 37.6777 | 37.778 | 37.9876 | 37.9317 | 37.8592 | 37.7857 | 37.6557 | 37.6376 | 37.573 | 37.4873 | 37.4574 | 37.4718 | 37.4632 | 37.4709 | 37.4601 | 37.3631 | 37.4069 | 37.2996 | 37.2465 | 37.3107 | 37.4307 | 37.4824 | 37.4806 | 37.5002 | 37.6232 | 37.5989 | 37.7345 | 37.8582 | 37.9884 | Total peak demand with CF (MW)_Total peak demand with CF (MW)
BLYTON | KEADBY | NPgY | NG FES - Consumer Evolution | Total peak demand with CF (MW) | BSP | 49.3388 | 49.0113 | 48.6829 | 48.9916 | 49.0548 | 48.7341 | 48.8599 | 49.2035 | 48.8049 | 48.6825 | 48.5721 | 48.5908 | 48.8625 | 48.8386 | 49.0715 | 49.1558 | 49.5035 | 49.7038 | 49.9962 | 50.1654 | 50.2612 | 50.278 | 50.3042 | 50.1994 | 50.6826 | 50.9874 | 51.3432 | 51.3701 | 51.5289 | 51.788 | 52.0869 | 52.4236 | 52.6873 | 53.508 | Total peak demand with CF (MW)_Total peak demand with CF (MW)
BRADFORD | BRADFORD WEST | NPgY | NG FES - Consumer Evolution | Total peak demand with CF (MW) | BSP | 81.5458 | 81.7526 | 81.09 | 81.7149 | 81.9264 | 81.7042 | 81.9608 | 82.52 | 82.1709 | 82.0665 | 81.9827 | 81.9616 | 82.2685 | 82.2875 | 82.4793 | 82.5905 | 82.9636 | 83.1792 | 83.4545 | 83.6087 | 83.5982 | 83.6392 | 83.5081 | 83.2798 | 83.6435 | 83.922 | 84.147 | 84.0058 | 83.9935 | 84.1805 | 84.2654 | 84.5847 | 84.8655 | 85.8703 | Total peak demand with CF (MW)_Total peak demand with CF (MW)
BRAMHAM | FERRYBRIDGE B | NPgY | NG FES - Consumer Evolution | Total peak demand with CF (MW) | BSP | 65.6119 | 68.2663 | 67.7663 | 68.268 | 68.442 | 68.2431 | 68.437 | 68.8848 | 68.6019 | 68.54 | 68.4722 | 68.4437 | 68.6855 | 68.6665 | 68.8286 | 68.9242 | 69.2505 | 69.4461 | 69.718 | 69.8778 | 69.9115 | 69.9948 | 69.9581 | 69.8589 | 70.2931 | 70.6192 | 70.9268 | 70.9444 | 71.0785 | 71.3752 | 71.587 | 71.959 | 72.2765 | 73.0413 | Total peak demand with CF (MW)_Total peak demand with CF (MW)
BRANSHOLME | CREYKE BECK | NPgY | NG FES - Consumer Evolution | Total peak demand with CF (MW) | BSP | 47.3564 | 48.4706 | 48.1121 | 48.4283 | 48.5066 | 48.2841 | 48.4119 | 48.7194 | 48.3721 | 48.1533 | 47.9867 | 47.9353 | 48.1125 | 48.0968 | 48.204 | 48.1957 | 48.3561 | 48.4067 | 48.4756 | 48.4525 | 48.3307 | 48.1593 | 47.9338 | 47.5904 | 47.5673 | 47.448 | 47.2943 | 46.8478 | 46.4695 | 46.1149 | 45.7542 | 45.5075 | 45.2523 | 45.8229 | Total peak demand with CF (MW)_Total peak demand with CF (MW)
BRIGHOUSE 132/33KV | ELLAND | NPgY | NG FES - Consumer Evolution | Total peak demand with CF (MW) | BSP | 73.8241 | 75.3237 | 74.7392 | 75.3463 | 75.5753 | 75.4455 | 75.6701 | 76.1543 | 75.893 | 75.7799 | 75.6829 | 75.599 | 75.7945 | 75.7767 | 75.8654 | 75.9271 | 76.1824 | 76.3214 | 76.5033 | 76.5935 | 76.5275 | 76.5681 | 76.4114 | 76.2169 | 76.473 | 76.7024 | 76.8575 | 76.7414 | 76.7218 | 76.8847 | 76.9044 | 77.1701 | 77.4097 | 78.1593 | Total peak demand with CF (MW)_Total peak demand with CF (MW)
DONCASTER B/THORPE MARSH | WEST MELTON / THORPE MARSH | NPgY | NG FES - Consumer Evolution | Total peak demand with CF (MW) | BSP | 155.6899 | 160.6244 | 159.563 | 160.8047 | 161.2288 | 160.7437 | 161.2178 | 162.2841 | 161.4878 | 161.1518 | 160.882 | 160.8102 | 161.441 | 161.4798 | 161.9914 | 162.245 | 162.9801 | 163.4067 | 163.9136 | 164.1615 | 164.0767 | 164.0156 | 163.6805 | 163.1244 | 163.784 | 164.2158 | 164.5456 | 164.1122 | 163.9258 | 164.0226 | 163.9886 | 164.4052 | 164.7886 | 167.019 | Total peak demand with CF (MW)_Total peak demand with CF (MW)
DONCASTER CENTRAL | WEST MELTON / THORPE MARSH | NPgY | NG FES - Consumer Evolution | Total peak demand with CF (MW) | BSP | 24.1504 | 24.0936 | 23.9138 | 24.1153 | 24.1915 | 24.1415 | 24.2194 | 24.3859 | 24.2946 | 24.2682 | 24.2462 | 24.236 | 24.3236 | 24.3316 | 24.3951 | 24.4399 | 24.5539 | 24.6258 | 24.7126 | 24.7683 | 24.7735 | 24.8036 | 24.7746 | 24.7253 | 24.8524 | 24.959 | 25.0444 | 25.0305 | 25.0514 | 25.1369 | 25.1835 | 25.3085 | 25.4265 | 25.7503 | Total peak demand with CF (MW)_Total peak demand with CF (MW)
DRIFFIELD/BEVERLEY GROUP | CREYKE BECK | NPgY | NG FES - Consumer Evolution | Total peak demand with CF (MW) | BSP | 110.3715 | 109.5417 | 108.7208 | 109.494 | 109.7262 | 109.2277 | 109.5572 | 110.3408 | 109.687 | 109.5304 | 109.3818 | 109.4107 | 109.9538 | 109.9518 | 110.3809 | 110.5958 | 111.2925 | 111.7132 | 112.2937 | 112.6592 | 112.8306 | 112.958 | 112.9787 | 112.7992 | 113.7307 | 114.3685 | 115.0356 | 115.0918 | 115.3882 | 115.9638 | 116.5006 | 117.2315 | 117.844 | 119.4868 | Total peak demand with CF (MW)_Total peak demand with CF (MW)
FEATHERSTONE | FERRYBRIDGE B | NPgY | NG FES - Consumer Evolution | Total peak demand with CF (MW) | BSP | 83.0533 | 83.4514 | 82.8049 | 83.4934 | 83.7542 | 83.61 | 83.8624 | 84.4123 | 84.1416 | 84.0627 | 83.9883 | 83.9136 | 84.1486 | 84.1342 | 84.2802 | 84.4005 | 84.7455 | 84.9603 | 85.2347 | 85.3946 | 85.3819 | 85.498 | 85.3972 | 85.2628 | 85.683 | 86.0673 | 86.3787 | 86.3919 | 86.5204 | 86.8612 | 87.0401 | 87.4873 | 87.8981 | 88.8089 | Total peak demand with CF (MW)_Total peak demand with CF (MW)
GIRLINGTON | BRADFORD WEST | NPgY | NG FES - Consumer Evolution | Total peak demand with CF (MW) | BSP | 52.2859 | 53.5401 | 53.1134 | 53.5508 | 53.7177 | 53.658 | 53.7984 | 54.1172 | 53.9846 | 53.9342 | 53.8651 | 53.7602 | 53.8275 | 53.7597 | 53.7065 | 53.6742 | 53.7645 | 53.7901 | 53.8629 | 53.8784 | 53.7832 | 53.818 | 53.7026 | 53.6081 | 53.771 | 53.939 | 54.0544 | 54.0226 | 54.0521 | 54.2117 | 54.2287 | 54.4115 | 54.555 | 54.814 | Total peak demand with CF (MW)_Total peak demand with CF (MW)
HALIFAX 132/33KV | ELLAND | NPgY | NG FES - Consumer Evolution | Total peak demand with CF (MW) | BSP | 24.1363 | 23.8761 | 23.6778 | 23.8475 | 23.8981 | 23.8002 | 23.8833 | 24.0675 | 23.9498 | 23.9513 | 23.9546 | 23.9924 | 24.1344 | 24.1629 | 24.2581 | 24.3062 | 24.4565 | 24.5468 | 24.6637 | 24.7414 | 24.7735 | 24.794 | 24.7848 | 24.724 | 24.8852 | 24.9891 | 25.092 | 25.0562 | 25.0697 | 25.1536 | 25.2283 | 25.3532 | 25.4585 | 25.8287 | Total peak demand with CF (MW)_Total peak demand with CF (MW)
HECKMONDWIKE | SKELTON GRANGE | NPgY | NG FES - Consumer Evolution | Total peak demand with CF (MW) | BSP | 49.1355 | 48.8316 | 48.4337 | 48.7909 | 48.8988 | 48.7386 | 48.8835 | 49.218 | 49.0024 | 48.9493 | 48.9015 | 48.8914 | 49.0788 | 49.077 | 49.1889 | 49.2433 | 49.4682 | 49.5923 | 49.759 | 49.83 | 49.8054 | 49.8002 | 49.7046 | 49.541 | 49.7316 | 49.8555 | 49.9598 | 49.8333 | 49.793 | 49.8443 | 49.8528 | 49.9855 | 50.0902 | 50.6332 | Total peak demand with CF (MW)_Total peak demand with CF (MW)
HOLMFIELD | BRADFORD WEST | NPgY | NG FES - Consumer Evolution | Total peak demand with CF (MW) | BSP | 64.7406 | 64.6609 | 64.1331 | 64.5284 | 64.6045 | 64.2457 | 64.4526 | 64.9298 | 64.4729 | 64.329 | 64.2374 | 64.3176 | 64.7154 | 64.7838 | 65.1284 | 65.2766 | 65.7121 | 65.964 | 66.268 | 66.4124 | 66.431 | 66.3329 | 66.2107 | 65.8924 | 66.2067 | 66.346 | 66.4967 | 66.2097 | 66.0654 | 66.0055 | 66.0009 | 66.1077 | 66.1788 | 67.2936 | Total peak demand with CF (MW)_Total peak demand with CF (MW)
HULL EAST 132/33KV | SALTEND NORTH | NPgY | NG FES - Consumer Evolution | Total peak demand with CF (MW) | BSP | 55.5098 | 55.6854 | 55.2428 | 55.7132 | 55.8942 | 55.837 | 55.973 | 56.2892 | 56.1242 | 56.0086 | 55.8782 | 55.7135 | 55.7346 | 55.6263 | 55.5186 | 55.4418 | 55.4829 | 55.4625 | 55.4896 | 55.4623 | 55.3177 | 55.3227 | 55.1618 | 55.0367 | 55.1551 | 55.2942 | 55.3715 | 55.3082 | 55.304 | 55.4285 | 55.3913 | 55.5361 | 55.6396 | 55.8342 | Total peak demand with CF (MW)_Total peak demand with CF (MW)
HULL SOUTH | CREYKE BECK | NPgY | NG FES - Consumer Evolution | Total peak demand with CF (MW) | BSP | 75.434 | 76.5296 | 75.9369 | 76.5164 | 76.7113 | 76.4886 | 76.724 | 77.245 | 76.9045 | 76.8091 | 76.7318 | 76.7216 | 77.0199 | 77.039 | 77.2314 | 77.3371 | 77.6963 | 77.9051 | 78.1744 | 78.3318 | 78.3401 | 78.385 | 78.2821 | 78.0814 | 78.4588 | 78.7462 | 78.9926 | 78.8885 | 78.9097 | 79.1222 | 79.2506 | 79.5866 | 79.8822 | 80.8619 | Total peak demand with CF (MW)_Total peak demand with CF (MW)
HULL WEST | CREYKE BECK | NPgY | NG FES - Consumer Evolution | Total peak demand with CF (MW) | BSP | 61.5857 | 61.3455 | 60.8829 | 61.3548 | 61.5125 | 61.333 | 61.5028 | 61.8971 | 61.5896 | 61.4122 | 61.2629 | 61.1721 | 61.3391 | 61.2985 | 61.3624 | 61.3536 | 61.5237 | 61.5815 | 61.6727 | 61.6651 | 61.5264 | 61.4247 | 61.2005 | 60.9098 | 60.9947 | 61.0184 | 60.9949 | 60.698 | 60.4899 | 60.3763 | 60.1875 | 60.176 | 60.1413 | 60.7083 | Total peak demand with CF (MW)_Total peak demand with CF (MW)
HUMBERSTON | GRIMSBY WEST | NPgY | NG FES - Consumer Evolution | Total peak demand with CF (MW) | BSP | 39.0541 | 39.513 | 39.2134 | 39.5429 | 39.6735 | 39.6356 | 39.7478 | 39.9996 | 39.9139 | 39.8669 | 39.8135 | 39.7417 | 39.8094 | 39.7847 | 39.761 | 39.7363 | 39.7881 | 39.7924 | 39.8008 | 39.7533 | 39.615 | 39.5518 | 39.3549 | 39.1426 | 39.0391 | 38.9053 | 38.7008 | 38.3599 | 38.0461 | 37.7693 | 37.3928 | 37.1676 | 36.9524 | 37.1216 | Total peak demand with CF (MW)_Total peak demand with CF (MW)
HUNNINGLEY | WEST MELTON SECTION 3 | NPgY | NG FES - Consumer Evolution | Total peak demand with CF (MW) | BSP | 38.4057 | 39.8195 | 39.5313 | 39.8613 | 39.9896 | 39.9403 | 40.05 | 40.2882 | 40.1568 | 40.0744 | 40.0036 | 39.9304 | 40.0001 | 39.9756 | 40.017 | 40.056 | 40.1793 | 40.2515 | 40.3402 | 40.3784 | 40.3336 | 40.3603 | 40.2737 | 40.1825 | 40.3106 | 40.4446 | 40.5316 | 40.496 | 40.5038 | 40.5933 | 40.5975 | 40.7416 | 40.879 | 41.2619 | Total peak demand with CF (MW)_Total peak demand with CF (MW)
HUNSHELF | WEST MELTON SECTION 3 | NPgY | NG FES - Consumer Evolution | Total peak demand with CF (MW) | BSP | 67.3794 | 67.5141 | 67.0058 | 67.5692 | 67.7989 | 67.7135 | 67.8957 | 68.3077 | 68.1005 | 67.9198 | 67.7885 | 67.6118 | 67.6816 | 67.586 | 67.5348 | 67.491 | 67.5876 | 67.594 | 67.6342 | 67.5725 | 67.3494 | 67.2677 | 66.9844 | 66.7115 | 66.7071 | 66.7105 | 66.6241 | 66.3269 | 66.0914 | 65.9519 | 65.6399 | 65.5646 | 65.4667 | 65.7725 | Total peak demand with CF (MW)_Total peak demand with CF (MW)
IMMINGHAM | GRIMSBY WEST | NPgY | NG FES - Consumer Evolution | Total peak demand with CF (MW) | BSP | 58.7227 | 61.1872 | 60.7328 | 61.2841 | 61.5375 | 61.5836 | 61.7318 | 62.058 | 61.9925 | 61.8735 | 61.7491 | 61.5098 | 61.4467 | 61.3059 | 61.1147 | 61.0218 | 60.9956 | 60.9339 | 60.9048 | 60.8266 | 60.6081 | 60.6273 | 60.4037 | 60.2827 | 60.2967 | 60.386 | 60.3719 | 60.2882 | 60.2388 | 60.3201 | 60.16 | 60.2461 | 60.3074 | 60.3009 | Total peak demand with CF (MW)_Total peak demand with CF (MW)
KIRKHAW LANE | FERRYBRIDGE B | NPgY | NG FES - Consumer Evolution | Total peak demand with CF (MW) | BSP | 63.9856 | 66.5129 | 66.0052 | 66.5822 | 66.818 | 66.8283 | 66.9566 | 67.2605 | 67.078 | 66.8115 | 66.5324 | 66.1908 | 66.048 | 65.8357 | 65.5281 | 65.3144 | 65.1716 | 64.9949 | 64.8459 | 64.6598 | 64.334 | 64.2475 | 63.91 | 63.6672 | 63.529 | 63.4879 | 63.3305 | 63.0867 | 62.8772 | 62.783 | 62.4433 | 62.3639 | 62.2588 | 62.1556 | Total peak demand with CF (MW)_Total peak demand with CF (MW)
KIRKSTALL C 2/5 | KIRKSTALL B | NPgY | NG FES - Consumer Evolution | Total peak demand with CF (MW) | BSP | 54.4484 | 56.6554 | 56.2235 | 56.7452 | 56.9827 | 57.0347 | 57.1806 | 57.4865 | 57.4166 | 57.3149 | 57.1994 | 56.9975 | 56.9566 | 56.8526 | 56.6838 | 56.6021 | 56.5794 | 56.5271 | 56.4978 | 56.4513 | 56.2772 | 56.3202 | 56.1354 | 56.0378 | 56.0808 | 56.2012 | 56.2178 | 56.1647 | 56.1404 | 56.2719 | 56.176 | 56.3174 | 56.4402 | 56.5378 | Total peak demand with CF (MW)_Total peak demand with CF (MW)
KIRKSTALL C/RING ROAD HORSFORTH | KIRKSTALL B | NPgY | NG FES - Consumer Evolution | Total peak demand with CF (MW) | BSP | 86.8405 | 85.7837 | 85.1093 | 85.6206 | 85.6985 | 85.1664 | 85.4135 | 86.0206 | 85.3163 | 85.0061 | 84.7947 | 84.8451 | 85.3352 | 85.3814 | 85.8301 | 85.9962 | 86.5577 | 86.8728 | 87.2553 | 87.4092 | 87.3993 | 87.2036 | 86.9901 | 86.4843 | 86.8035 | 86.8707 | 86.9354 | 86.3685 | 85.9711 | 85.6165 | 85.344 | 85.2108 | 85.0387 | 86.5381 | Total peak demand with CF (MW)_Total peak demand with CF (MW)
LEEDS EAST | SKELTON GRANGE | NPgY | NG FES - Consumer Evolution | Total peak demand with CF (MW) | BSP | 80.5646 | 89.2932 | 88.6532 | 89.2497 | 89.435 | 89.1771 | 89.3983 | 89.9194 | 89.5274 | 89.3686 | 89.2286 | 89.1524 | 89.3996 | 89.3521 | 89.5013 | 89.5713 | 89.9154 | 90.1027 | 90.3685 | 90.4898 | 90.4592 | 90.4801 | 90.3523 | 90.1367 | 90.52 | 90.8197 | 91.0886 | 91.0023 | 91.0539 | 91.2716 | 91.4003 | 91.732 | 92.0055 | 92.8838 | Total peak demand with CF (MW)_Total peak demand with CF (MW)
LEEDS NORTH | SKELTON GRANGE | NPgY | NG FES - Consumer Evolution | Total peak demand with CF (MW) | BSP | 71.5994 | 73.4939 | 72.9119 | 73.3931 | 73.5134 | 73.2063 | 73.3903 | 73.8319 | 73.3394 | 73.0236 | 72.7768 | 72.6642 | 72.8715 | 72.8046 | 72.8986 | 72.8678 | 73.0908 | 73.1569 | 73.2764 | 73.2663 | 73.1147 | 72.9401 | 72.672 | 72.2752 | 72.3747 | 72.3817 | 72.3546 | 71.9438 | 71.6462 | 71.4355 | 71.1854 | 71.0995 | 70.969 | 71.7094 | Total peak demand with CF (MW)_Total peak demand with CF (MW)
LINDLEY | ELLAND | NPgY | NG FES - Consumer Evolution | Total peak demand with CF (MW) | BSP | 74.8754 | 78.7322 | 78.1296 | 78.662 | 78.8153 | 78.5377 | 78.7597 | 79.277 | 78.9196 | 78.8497 | 78.785 | 78.7944 | 79.1126 | 79.1154 | 79.3117 | 79.4026 | 79.7785 | 79.9887 | 80.2796 | 80.4255 | 80.4311 | 80.4464 | 80.3473 | 80.1316 | 80.5162 | 80.7759 | 81.0243 | 80.8984 | 80.9161 | 81.0932 | 81.2211 | 81.5155 | 81.7517 | 82.6509 | Total peak demand with CF (MW)_Total peak demand with CF (MW)
LOW ROAD | SKELTON GRANGE | NPgY | NG FES - Consumer Evolution | Total peak demand with CF (MW) | BSP | 85.7061 | 94.4462 | 93.7618 | 94.5449 | 94.8821 | 94.8933 | 95.1239 | 95.6202 | 95.4629 | 95.326 | 95.1748 | 94.9143 | 94.9186 | 94.7757 | 94.5949 | 94.5132 | 94.5685 | 94.5529 | 94.5931 | 94.5797 | 94.373 | 94.4591 | 94.2328 | 94.1073 | 94.3033 | 94.5877 | 94.7419 | 94.7374 | 94.8011 | 95.1067 | 95.1024 | 95.431 | 95.7126 | 96.0181 | Total peak demand with CF (MW)_Total peak demand with CF (MW)
MALLARD WAY | WEST MELTON / THORPE MARSH | NPgY | NG FES - Consumer Evolution | Total peak demand with CF (MW) | BSP | 31.3375 | 96.9663 | 96.7256 | 96.9809 | 97.0748 | 97.01 | 97.1006 | 97.3052 | 97.1912 | 97.15 | 97.1104 | 97.0751 | 97.1574 | 97.1419 | 97.1725 | 97.19 | 97.2971 | 97.3531 | 97.4337 | 97.4721 | 97.4474 | 97.4668 | 97.408 | 97.3324 | 97.4561 | 97.5626 | 97.6445 | 97.6095 | 97.6198 | 97.7081 | 97.7393 | 97.8666 | 97.9768 | 98.2769 | Total peak demand with CF (MW)_Total peak demand with CF (MW)
MENSTON | BRADFORD WEST | NPgY | NG FES - Consumer Evolution | Total peak demand with CF (MW) | BSP | 56.1975 | 55.8201 | 55.3829 | 55.794 | 55.9188 | 55.7196 | 55.8777 | 56.2459 | 55.9421 | 55.8097 | 55.7003 | 55.6567 | 55.8516 | 55.8296 | 55.9627 | 56.0216 | 56.2779 | 56.4174 | 56.6088 | 56.6989 | 56.6815 | 56.6783 | 56.5828 | 56.4105 | 56.6791 | 56.8762 | 57.0539 | 56.9626 | 56.9694 | 57.088 | 57.1596 | 57.3691 | 57.5412 | 58.2289 | Total peak demand with CF (MW)_Total peak demand with CF (MW)
MOSS ROAD | GRIMSBY WEST | NPgY | NG FES - Consumer Evolution | Total peak demand with CF (MW) | BSP | 34.755 | 34.7962 | 34.5282 | 34.8272 | 34.9476 | 34.9056 | 35.0124 | 35.2395 | 35.1321 | 35.0781 | 35.0294 | 34.979 | 35.0575 | 35.0466 | 35.0607 | 35.0696 | 35.158 | 35.1979 | 35.2519 | 35.2728 | 35.2171 | 35.2235 | 35.1252 | 35.0172 | 35.0898 | 35.1556 | 35.1764 | 35.0795 | 35.0212 | 35.0512 | 35.0003 | 35.0764 | 35.1453 | 35.4511 | Total peak demand with CF (MW)_Total peak demand with CF (MW)
OSGODBY 1/2 | DRAX | NPgY | NG FES - Consumer Evolution | Total peak demand with CF (MW) | BSP | 1.1692 | 1.1875 | 1.1784 | 1.1903 | 1.1964 | 1.1995 | 1.2027 | 1.2093 | 1.2106 | 1.2086 | 1.2072 | 1.2017 | 1.1991 | 1.1962 | 1.1902 | 1.1872 | 1.1843 | 1.1813 | 1.1782 | 1.1743 | 1.167 | 1.1658 | 1.1585 | 1.1543 | 1.1489 | 1.1465 | 1.1412 | 1.1358 | 1.1304 | 1.1272 | 1.1179 | 1.1147 | 1.1115 | 1.1052 | Total peak demand with CF (MW)_Total peak demand with CF (MW)
OSGODBY 3/4 | DRAX | NPgY | NG FES - Consumer Evolution | Total peak demand with CF (MW) | BSP | 53.6777 | 53.7594 | 53.3589 | 53.742 | 53.8603 | 53.6429 | 53.7884 | 54.1412 | 53.8232 | 53.6931 | 53.5754 | 53.5287 | 53.7252 | 53.6864 | 53.8733 | 53.98 | 54.2971 | 54.4945 | 54.7644 | 54.9207 | 54.9809 | 55.0478 | 55.0475 | 54.9777 | 55.418 | 55.7478 | 56.0815 | 56.1525 | 56.3299 | 56.6177 | 56.8663 | 57.2229 | 57.5266 | 58.2567 | Total peak demand with CF (MW)_Total peak demand with CF (MW)
RODLEY | SKELTON GRANGE | NPgY | NG FES - Consumer Evolution | Total peak demand with CF (MW) | BSP | 73.2241 | 74.9981 | 74.4144 | 74.9313 | 75.0754 | 74.7898 | 75.003 | 75.4971 | 75.0927 | 74.9453 | 74.8333 | 74.8201 | 75.1184 | 75.1186 | 75.327 | 75.419 | 75.7841 | 75.9859 | 76.2541 | 76.3816 | 76.37 | 76.3495 | 76.2235 | 75.971 | 76.3113 | 76.548 | 76.7668 | 76.6073 | 76.583 | 76.701 | 76.7825 | 77.0337 | 77.237 | 78.1974 | Total peak demand with CF (MW)_Total peak demand with CF (MW)
SAINT ANDREWS ROAD 132/33KV | SKELTON GRANGE | NPgY | NG FES - Consumer Evolution | Total peak demand with CF (MW) | BSP | 66.3203 | 70.246 | 69.7128 | 70.2731 | 70.492 | 70.4217 | 70.6023 | 71.0085 | 70.8424 | 70.7733 | 70.6954 | 70.5646 | 70.6531 | 70.5736 | 70.5489 | 70.5531 | 70.7097 | 70.7847 | 70.9186 | 70.971 | 70.8806 | 70.9573 | 70.8433 | 70.7608 | 71.0313 | 71.321 | 71.5443 | 71.5857 | 71.7043 | 71.9867 | 72.0882 | 72.4043 | 72.6726 | 73.082 | Total peak demand with CF (MW)_Total peak demand with CF (MW)
SALTEND 132/33KV | SALTEND NORTH | NPgY | NG FES - Consumer Evolution | Total peak demand with CF (MW) | BSP | 4.3497 | 4.4615 | 4.4054 | 4.4786 | 4.5141 | 4.5308 | 4.5476 | 4.583 | 4.5802 | 4.5571 | 4.5334 | 4.492 | 4.4694 | 4.4468 | 4.4048 | 4.3814 | 4.358 | 4.3347 | 4.3115 | 4.2866 | 4.2434 | 4.2373 | 4.1941 | 4.1693 | 4.141 | 4.1311 | 4.1026 | 4.074 | 4.0455 | 4.032 | 3.9814 | 3.968 | 3.9545 | 3.9231 | Total peak demand with CF (MW)_Total peak demand with CF (MW)
SANTON | KEADBY | NPgY | NG FES - Consumer Evolution | Total peak demand with CF (MW) | BSP | 59.5937 | 61.4484 | 60.9862 | 61.4836 | 61.6774 | 61.5927 | 61.7351 | 62.0719 | 61.8579 | 61.7001 | 61.5393 | 61.3501 | 61.3757 | 61.2455 | 61.1953 | 61.1759 | 61.3012 | 61.3515 | 61.4684 | 61.5092 | 61.4305 | 61.5027 | 61.4065 | 61.347 | 61.6265 | 61.9121 | 62.1453 | 62.2217 | 62.3696 | 62.6566 | 62.7788 | 63.0848 | 63.3379 | 63.6712 | Total peak demand with CF (MW)_Total peak demand with CF (MW)
SCUNTHORPE NORTH | KEADBY | NPgY | NG FES - Consumer Evolution | Total peak demand with CF (MW) | BSP | 120.1831 | 124.0306 | 123.0936 | 124.2868 | 124.8745 | 125.0979 | 125.4282 | 126.106 | 126.0992 | 125.8741 | 125.681 | 125.1761 | 124.9979 | 124.7436 | 124.2676 | 124.0491 | 123.8925 | 123.6943 | 123.5177 | 123.2793 | 122.7239 | 122.7242 | 122.1525 | 121.8382 | 121.6301 | 121.6738 | 121.4445 | 121.1369 | 120.8577 | 120.8649 | 120.3063 | 120.3296 | 120.3364 | 120.1774 | Total peak demand with CF (MW)_Total peak demand with CF (MW)
SCUNTHORPE SOUTH | KEADBY | NPgY | NG FES - Consumer Evolution | Total peak demand with CF (MW) | BSP | 20.4896 | 20.9202 | 20.7665 | 20.926 | 20.9833 | 20.9294 | 21.0018 | 21.1545 | 21.0665 | 21.0266 | 20.9946 | 20.9955 | 21.0896 | 21.1155 | 21.1546 | 21.1522 | 21.2033 | 21.2134 | 21.2134 | 21.1836 | 21.1047 | 21.0181 | 20.8796 | 20.6938 | 20.5947 | 20.4504 | 20.2758 | 19.991 | 19.7314 | 19.4915 | 19.2373 | 19.0597 | 18.8976 | 19.1054 | Total peak demand with CF (MW)_Total peak demand with CF (MW)
SILSDEN | BRADFORD WEST | NPgY | NG FES - Consumer Evolution | Total peak demand with CF (MW) | BSP | 77.9443 | 78.8907 | 78.2828 | 78.7797 | 78.8879 | 78.4734 | 78.708 | 79.2605 | 78.7113 | 78.5067 | 78.3563 | 78.3981 | 78.8194 | 78.8538 | 79.1692 | 79.2672 | 79.7017 | 79.9251 | 80.2196 | 80.3434 | 80.3167 | 80.1788 | 79.9984 | 79.6079 | 79.9327 | 80.0501 | 80.175 | 79.7958 | 79.5802 | 79.4777 | 79.4115 | 79.4822 | 79.5003 | 80.673 | Total peak demand with CF (MW)_Total peak demand with CF (MW)
SOWERBY BRIDGE 132/33KV | ELLAND | NPgY | NG FES - Consumer Evolution | Total peak demand with CF (MW) | BSP | 71.9045 | 72.2852 | 71.7017 | 72.1715 | 72.2808 | 71.9372 | 72.1347 | 72.6125 | 72.1459 | 71.9583 | 71.8046 | 71.7805 | 72.0788 | 72.0464 | 72.2195 | 72.254 | 72.5912 | 72.7498 | 72.9963 | 73.0988 | 73.0726 | 73.006 | 72.8709 | 72.5924 | 72.93 | 73.1281 | 73.3346 | 73.137 | 73.0873 | 73.1736 | 73.2498 | 73.4534 | 73.5857 | 74.462 | Total peak demand with CF (MW)_Total peak demand with CF (MW)
STAYGATE | SKELTON GRANGE | NPgY | NG FES - Consumer Evolution | Total peak demand with CF (MW) | BSP | 84.813 | 87.1332 | 86.4566 | 87.1721 | 87.4509 | 87.3453 | 87.5961 | 88.1327 | 87.8659 | 87.7205 | 87.5913 | 87.4484 | 87.6134 | 87.5648 | 87.6154 | 87.669 | 87.9174 | 88.0491 | 88.2256 | 88.3021 | 88.1954 | 88.2517 | 88.0559 | 87.8513 | 88.1123 | 88.3795 | 88.547 | 88.4448 | 88.4412 | 88.6427 | 88.6478 | 88.9543 | 89.2344 | 89.9851 | Total peak demand with CF (MW)_Total peak demand with CF (MW)
THORNHILL 132KV | ELLAND | NPgY | NG FES - Consumer Evolution | Total peak demand with CF (MW) | BSP | 99.8232 | 100.1872 | 99.3957 | 100.1589 | 100.4141 | 100.1357 | 100.4411 | 101.1261 | 100.7258 | 100.6394 | 100.5611 | 100.5395 | 100.9144 | 100.9239 | 101.1546 | 101.2881 | 101.7484 | 102.0157 | 102.3656 | 102.5463 | 102.5275 | 102.5782 | 102.4233 | 102.1555 | 102.6095 | 102.9445 | 103.2252 | 103.0622 | 103.0639 | 103.2885 | 103.393 | 103.7718 | 104.0979 | 105.2528 | Total peak demand with CF (MW)_Total peak demand with CF (MW)
WAKEFIELD MONCKTON ROAD | WEST MELTON SECTION 3 | NPgY | NG FES - Consumer Evolution | Total peak demand with CF (MW) | BSP | 51.3331 | 52.0713 | 51.6738 | 52.0989 | 52.2579 | 52.1657 | 52.3168 | 52.6503 | 52.4753 | 52.4142 | 52.3564 | 52.2987 | 52.431 | 52.4109 | 52.4811 | 52.5379 | 52.735 | 52.8523 | 53.0085 | 53.0955 | 53.0782 | 53.1425 | 53.0723 | 52.9825 | 53.2286 | 53.456 | 53.6394 | 53.6409 | 53.714 | 53.9189 | 54.0228 | 54.2908 | 54.5336 | 55.0667 | Total peak demand with CF (MW)_Total peak demand with CF (MW)
WAKEFIELD NORTH | SKELTON GRANGE | NPgY | NG FES - Consumer Evolution | Total peak demand with CF (MW) | BSP | 74.8298 | 77.6277 | 77.0514 | 77.6227 | 77.8066 | 77.5858 | 77.8019 | 78.3023 | 77.9854 | 77.9058 | 77.8336 | 77.8035 | 78.0684 | 78.0592 | 78.2539 | 78.3766 | 78.7482 | 78.9769 | 79.2723 | 79.4254 | 79.4352 | 79.4972 | 79.4132 | 79.2472 | 79.6521 | 79.98 | 80.2764 | 80.2457 | 80.344 | 80.5971 | 80.7698 | 81.1411 | 81.4696 | 82.3818 | Total peak demand with CF (MW)_Total peak demand with CF (MW)
WEST MELTON | WEST MELTON SECTION 3 | NPgY | NG FES - Consumer Evolution | Total peak demand with CF (MW) | BSP | 118.4145 | 118.2648 | 117.3746 | 118.2298 | 118.4722 | 118.0011 | 118.3418 | 119.1423 | 118.4743 | 118.2374 | 118.052 | 118.0323 | 118.5309 | 118.5316 | 118.9333 | 119.1357 | 119.7841 | 120.1667 | 120.6613 | 120.9172 | 120.9518 | 120.9655 | 120.8169 | 120.4637 | 121.133 | 121.6215 | 122.0901 | 121.9433 | 122.0224 | 122.3279 | 122.587 | 123.1178 | 123.574 | 125.2747 | Total peak demand with CF (MW)_Total peak demand with CF (MW)
WHINMOOR | FERRYBRIDGE B | NPgY | NG FES - Consumer Evolution | Total peak demand with CF (MW) | BSP | 69.0968 | 79.775 | 79.2376 | 79.7004 | 79.8167 | 79.4981 | 79.6997 | 80.1747 | 79.7294 | 79.5381 | 79.4036 | 79.4035 | 79.7218 | 79.7368 | 80.0059 | 80.1178 | 80.4972 | 80.7084 | 80.9717 | 81.0775 | 81.0463 | 80.9566 | 80.8018 | 80.4939 | 80.7829 | 80.9431 | 81.095 | 80.8468 | 80.7323 | 80.7076 | 80.6891 | 80.8175 | 80.9093 | 81.9168 | Total peak demand with CF (MW)_Total peak demand with CF (MW)
WOLD NEWTON | KEADBY | NPgY | NG FES - Consumer Evolution | Total peak demand with CF (MW) | BSP | 52.0311 | 52.2658 | 51.9008 | 52.3198 | 52.4917 | 52.3787 | 52.5419 | 52.9191 | 52.7849 | 52.7471 | 52.6799 | 52.618 | 52.7674 | 52.7519 | 52.8058 | 52.8759 | 53.1451 | 53.3099 | 53.4882 | 53.5525 | 53.5599 | 53.5927 | 53.3569 | 52.965 | 52.6918 | 52.2262 | 51.629 | 50.7474 | 49.8871 | 49.0359 | 48.0848 | 47.3572 | 46.6969 | 47.1706 | Total peak demand with CF (MW)_Total peak demand with CF (MW)
YARBOROUGH ROAD 132/33KV | GRIMSBY WEST | NPgY | NG FES - Consumer Evolution | Total peak demand with CF (MW) | BSP | 58.8522 | 60.6271 | 60.1678 | 60.5922 | 60.7215 | 60.513 | 60.6813 | 61.0707 | 60.7483 | 60.582 | 60.4471 | 60.3919 | 60.5937 | 60.5732 | 60.6748 | 60.682 | 60.8807 | 60.9574 | 61.0695 | 61.0759 | 60.9583 | 60.843 | 60.6322 | 60.3314 | 60.4242 | 60.4317 | 60.4065 | 60.088 | 59.8643 | 59.7239 | 59.5389 | 59.5065 | 59.4486 | 60.0509 | Total peak demand with CF (MW)_Total peak demand with CF (MW)

## CE_Number of electric vehicles
Bulk Supply Point Name | Grid Supply Point Connected to | Licence area | Scenario name | Output parameter_Unit | Substation Type in Forecasting Model | 2017 | 2018 | 2019 | 2020 | 2021 | 2022 | 2023 | 2024 | 2025 | 2026 | 2027 | 2028 | 2029 | 2030 | 2031 | 2032 | 2033 | 2034 | 2035 | 2036 | 2037 | 2038 | 2039 | 2040 | 2041 | 2042 | 2043 | 2044 | 2045 | 2046 | 2047 | 2048 | 2049 | 2050 | Output parameter_Output
ANNFIELD | STELLA SOUTH | NPgN | NG FES - Consumer Evolution | Number of electric vehicles | BSP | 85.6948 | 124.961 | 173.2973 | 229.3041 | 298.9849 | 381.2308 | 482.6883 | 611.8552 | 776.9906 | 985.1878 | 1249.3 | 1587.925 | 2016.2954 | 2561.3712 | 3253.4599 | 4130.8444 | 5232.5083 | 6602.2692 | 8288.7211 | 10334.5515 | 12771.0732 | 15606.0856 | 18813.8312 | 22331.6254 | 26052.042 | 29838.7814 | 33538.4064 | 37013.5743 | 40155.1234 | 42669.388 | 44767.4582 | 46283.2755 | 46535.7696 | 46773.6403 | Number of electric vehicles_Number of electric vehicles
BARRACK ROAD | STELLA NORTH | NPgN | NG FES - Consumer Evolution | Number of electric vehicles | BSP | 27.678 | 40.3604 | 55.9722 | 77.9076 | 106.5386 | 142.0925 | 186.7739 | 243.915 | 317.2399 | 409.9849 | 527.9625 | 679.6097 | 871.7978 | 1116.7375 | 1428.2496 | 1823.6589 | 2320.5796 | 2938.8303 | 3700.4028 | 4624.5863 | 5725.5367 | 7006.7684 | 8456.6174 | 10046.7266 | 11728.5074 | 13440.3359 | 15112.8341 | 16683.9128 | 18104.2278 | 19240.6801 | 20189.103 | 20874.5163 | 20989.2186 | 21097.3975 | Number of electric vehicles_Number of electric vehicles
BLUCHER | STELLA NORTH | NPgN | NG FES - Consumer Evolution | Number of electric vehicles | BSP | 70.568 | 102.903 | 142.707 | 193.955 | 259.5017 | 339.2143 | 438.6436 | 565.5703 | 728.2043 | 933.6471 | 1194.6973 | 1529.9101 | 1954.4305 | 2495.1296 | 3182.3404 | 4054.2008 | 5149.5093 | 6511.9031 | 8189.7928 | 10225.6655 | 12650.6959 | 15472.6334 | 18665.8083 | 22167.7878 | 25871.5887 | 29641.5057 | 33324.7625 | 36784.6238 | 39912.4171 | 42415.3216 | 44504.034 | 46013.3503 | 46265.4695 | 46503.1465 | Number of electric vehicles_Number of electric vehicles
BOWESFIELD | NORTON | NPgN | NG FES - Consumer Evolution | Number of electric vehicles | BSP | 91.7773 | 133.8306 | 185.5977 | 251.0422 | 334.3683 | 435.2198 | 560.7973 | 721.0359 | 926.2819 | 1185.4744 | 1514.738 | 1937.4425 | 2472.673 | 3154.2782 | 4020.4434 | 5119.2134 | 6499.4728 | 8216.1971 | 10330.3723 | 12895.5299 | 15950.9464 | 19506.3884 | 23529.5199 | 27941.6873 | 32608.1093 | 37357.8136 | 41998.322 | 46357.3628 | 50298.019 | 53451.4561 | 56083.0243 | 57984.561 | 58302.0597 | 58601.3402 | Number of electric vehicles_Number of electric vehicles
CHIRTON GRANGE | TYNEMOUTH | NPgN | NG FES - Consumer Evolution | Number of electric vehicles | BSP | 60.6786 | 88.4821 | 122.708 | 169.8587 | 231.1322 | 306.8838 | 401.933 | 523.441 | 679.3148 | 876.4187 | 1127.0902 | 1449.2328 | 1857.4345 | 2377.6101 | 3039.0754 | 3878.6016 | 4933.5787 | 6246.073 | 7862.7608 | 9824.5879 | 12161.6017 | 14881.2643 | 17958.8207 | 21334.0823 | 24903.9172 | 28537.5211 | 32087.6318 | 35422.4567 | 38437.2548 | 40849.5642 | 42862.7342 | 44317.5926 | 44560.9672 | 44790.4798 | Number of electric vehicles_Number of electric vehicles
COALBURNS | STELLA SOUTH | NPgN | NG FES - Consumer Evolution | Number of electric vehicles | BSP | 59.0049 | 86.0416 | 119.3234 | 150.0619 | 185.5788 | 223.9197 | 269.5428 | 327.1044 | 400.1415 | 491.6149 | 606.9954 | 754.1443 | 939.5796 | 1174.738 | 1472.2846 | 1848.488 | 2319.9711 | 2905.3765 | 3625.3529 | 4498.0996 | 5536.953 | 6745.2581 | 8112.0845 | 9610.7724 | 11195.6159 | 12808.5755 | 14384.3262 | 15864.371 | 17202.2061 | 18273.4467 | 19167.1754 | 19812.4813 | 19918.8913 | 20018.895 | Number of electric vehicles_Number of electric vehicles
DARLINGTON CENTRAL | NORTON | NPgN | NG FES - Consumer Evolution | Number of electric vehicles | BSP | 63.9275 | 93.2198 | 129.2782 | 163.9334 | 204.5671 | 249.2676 | 302.8853 | 370.6717 | 456.8304 | 564.9015 | 701.3962 | 875.6862 | 1095.5195 | 1374.5186 | 1727.8228 | 2174.802 | 2735.232 | 3431.3031 | 4287.6007 | 5325.7769 | 6561.7018 | 7999.3497 | 9625.7023 | 11409.0236 | 13294.91 | 15214.2915 | 17089.4239 | 18850.6963 | 20442.7719 | 21717.4401 | 22780.9389 | 23548.9361 | 23675.8798 | 23795.2497 | Number of electric vehicles_Number of electric vehicles
DARLINGTON NORTH | NORTON | NPgN | NG FES - Consumer Evolution | Number of electric vehicles | BSP | 86.1203 | 125.5815 | 174.1578 | 223.7249 | 283.0531 | 350.0056 | 431.1604 | 534.0317 | 665.074 | 829.7647 | 1038.1194 | 1304.5838 | 1641.0575 | 2068.5161 | 2610.3749 | 3296.4435 | 4157.126 | 5226.5603 | 6542.5837 | 8138.4861 | 10038.6754 | 12249.2508 | 14750.1692 | 17492.6017 | 20392.8522 | 23344.6876 | 26228.5276 | 28937.3145 | 31385.9489 | 33346.1158 | 34981.6502 | 36162.9533 | 36358.7987 | 36543.0926 | Number of electric vehicles_Number of electric vehicles
DUNSTON | STELLA NORTH | NPgN | NG FES - Consumer Evolution | Number of electric vehicles | BSP | 93.3093 | 136.0646 | 188.6958 | 258.22 | 347.6942 | 457.211 | 594.1365 | 769.0277 | 993.224 | 1276.5483 | 1636.6843 | 2099.2792 | 2685.2524 | 3431.7382 | 4380.6908 | 5584.8093 | 7097.6953 | 8979.6428 | 11297.5462 | 14110.1036 | 17460.3866 | 21359.098 | 25770.7641 | 30609.119 | 35726.3428 | 40934.9387 | 46023.8224 | 50804.0764 | 55125.558 | 58583.5689 | 61469.367 | 63554.7362 | 63903.2814 | 64231.9063 | Number of electric vehicles_Number of electric vehicles
FLATWORTH | TYNEMOUTH | NPgN | NG FES - Consumer Evolution | Number of electric vehicles | BSP | 26.2102 | 38.2199 | 53.0038 | 76.466 | 107.8628 | 147.8188 | 198.4626 | 263.36 | 346.777 | 452.4394 | 587.0131 | 760.1877 | 979.8347 | 1259.9675 | 1616.494 | 2069.2895 | 2638.5471 | 3346.9978 | 4219.871 | 5279.2813 | 6541.4609 | 8010.4343 | 9672.8165 | 11496.0814 | 13424.5007 | 15387.4077 | 17305.241 | 19106.8035 | 20735.5152 | 22038.5825 | 23126.0993 | 23912.1313 | 24043.9373 | 24168.3066 | Number of electric vehicles_Number of electric vehicles
GOSFORTH | TYNEMOUTH | NPgN | NG FES - Consumer Evolution | Number of electric vehicles | BSP | 72.1766 | 105.2487 | 145.96 | 197.1777 | 262.3099 | 341.0384 | 439.0223 | 564.0367 | 724.1494 | 926.3292 | 1183.149 | 1512.8295 | 1930.2529 | 2461.8114 | 3137.2731 | 3994.0995 | 5070.4084 | 6409.0662 | 8057.6248 | 10057.8257 | 12440.2942 | 15212.6466 | 18349.6701 | 21790.0361 | 25428.6515 | 29132.202 | 32750.6049 | 36149.5326 | 39222.2248 | 41681.1044 | 43733.0538 | 45215.7548 | 45463.2912 | 45696.6173 | Number of electric vehicles_Number of electric vehicles
HARROGATE 132/33KV | KNARESBOROUGH | NPgN | NG FES - Consumer Evolution | Number of electric vehicles | BSP | 85.8965 | 125.2552 | 173.7052 | 216.3053 | 264.589 | 315.3842 | 375.1486 | 450.3327 | 545.4955 | 664.4194 | 814.1408 | 1004.7469 | 1244.637 | 1548.5039 | 1932.5334 | 2417.6391 | 3025.2151 | 3779.2364 | 4706.2468 | 5829.6677 | 7166.6565 | 8721.5268 | 10480.2346 | 12408.4985 | 14447.5385 | 16522.6921 | 18549.9289 | 20453.9917 | 22175.0478 | 23553.3817 | 24703.2337 | 25533.2944 | 25669.6906 | 25797.7661 | Number of electric vehicles_Number of electric vehicles
HUSTHWAITE | KNARESBOROUGH | NPgN | NG FES - Consumer Evolution | Number of electric vehicles | BSP | 33.3273 | 48.5982 | 67.3964 | 83.5531 | 101.6947 | 120.5337 | 142.5702 | 170.25 | 205.24 | 248.9161 | 303.848 | 373.7145 | 461.5856 | 572.8235 | 713.3182 | 890.7047 | 1112.7979 | 1388.3523 | 1727.0578 | 2137.4698 | 2625.8545 | 3193.7893 | 3836.1485 | 4540.4155 | 5285.1271 | 6043.0164 | 6783.3966 | 7478.7826 | 8107.3216 | 8610.7431 | 9030.698 | 9333.8225 | 9383.5382 | 9430.1996 | Number of electric vehicles_Number of electric vehicles
LEEMING BAR_SKEEBY | NORTON | NPgN | NG FES - Consumer Evolution | Number of electric vehicles | BSP | 106.0707 | 154.6733 | 214.5026 | 276.1507 | 350.1759 | 434.0372 | 535.8458 | 664.9477 | 829.4574 | 1036.2679 | 1297.9737 | 1632.7452 | 2055.542 | 2592.744 | 3273.8184 | 4136.2523 | 5218.2744 | 6562.8129 | 8217.4501 | 10224.0439 | 12613.2854 | 15392.8417 | 18537.5061 | 21985.876 | 25632.7048 | 29344.4109 | 32970.628 | 36376.739 | 39455.7388 | 41920.4692 | 43977.0224 | 45462.4552 | 45708.8282 | 45940.6935 | Number of electric vehicles_Number of electric vehicles
LINTON | BLYTH 132kV | NPgN | NG FES - Consumer Evolution | Number of electric vehicles | BSP | 134.7585 | 196.5061 | 272.5169 | 334.624 | 402.8474 | 471.4914 | 550.6156 | 649.6182 | 774.3533 | 929.5933 | 1124.3363 | 1371.4216 | 1681.6282 | 2073.7032 | 2568.0849 | 3191.4892 | 3971.3084 | 4938.193 | 6126.0494 | 7564.8617 | 9276.5806 | 11266.7503 | 13517.4476 | 15984.8566 | 18593.8295 | 21248.8595 | 23842.4695 | 26278.3774 | 28480.0236 | 30243.8375 | 31715.0644 | 32776.6825 | 32949.934 | 33112.3435 | Number of electric vehicles_Number of electric vehicles
MALTON GRID | OSBALDWICK | NPgN | NG FES - Consumer Evolution | Number of electric vehicles | BSP | 111.5057 | 162.5987 | 225.4936 | 283.2941 | 349.9539 | 421.7357 | 507.0602 | 614.6828 | 751.2083 | 922.1613 | 1137.7555 | 1412.6651 | 1759.0614 | 2198.2948 | 2753.997 | 3456.5402 | 4336.9618 | 5430.0671 | 6774.4059 | 8403.9582 | 10343.6238 | 12599.6494 | 15151.63 | 17949.7922 | 20908.8031 | 23920.3008 | 26862.3209 | 29625.6463 | 32123.4507 | 34123.5421 | 35792.1935 | 36996.9992 | 37195.6056 | 37382.2405 | Number of electric vehicles_Number of electric vehicles
MELROSEGATE | OSBALDWICK | NPgN | NG FES - Consumer Evolution | Number of electric vehicles | BSP | 196.7604 | 286.918 | 397.901 | 503.8182 | 627.6936 | 763.5294 | 926.244 | 1131.8859 | 1393.1882 | 1720.8636 | 2134.6296 | 2662.8593 | 3329.0209 | 4174.3622 | 5244.6969 | 6598.6793 | 8296.2015 | 10404.461 | 12997.9059 | 16142.1093 | 19885.1328 | 24239.0149 | 29164.3366 | 34564.9946 | 40276.24 | 46088.9031 | 51767.5477 | 57101.3643 | 61922.7699 | 65783.0213 | 69003.7337 | 71329.4897 | 71713.7663 | 72075.0815 | Number of electric vehicles_Number of electric vehicles
NORTH TEES | NORTON | NPgN | NG FES - Consumer Evolution | Number of electric vehicles | BSP | 70.4042 | 102.6642 | 142.3758 | 196.6762 | 267.1213 | 354.0614 | 463.0823 | 602.4308 | 781.1691 | 1007.1616 | 1294.5471 | 1663.8412 | 2131.763 | 2728.0096 | 3486.1683 | 4448.3782 | 5657.4894 | 7161.7102 | 9014.5306 | 11262.8758 | 13941.181 | 17057.9986 | 20584.9605 | 24453.0909 | 28544.2004 | 32708.3854 | 36776.8816 | 40598.6519 | 44053.661 | 46818.2284 | 49125.365 | 50792.649 | 51071.5175 | 51334.493 | Number of electric vehicles_Number of electric vehicles
POTTER HOUSE | SPENNYMOOR | NPgN | NG FES - Consumer Evolution | Number of electric vehicles | BSP | 107.8419 | 157.2561 | 218.0845 | 282.2228 | 359.8103 | 448.4863 | 556.5191 | 693.6341 | 868.4824 | 1088.4313 | 1366.9165 | 1723.3345 | 2173.6362 | 2745.9722 | 3471.8332 | 4391.216 | 5544.8954 | 6978.6685 | 8743.3035 | 10883.4469 | 13431.8375 | 16396.6485 | 19750.9821 | 23429.3296 | 27319.4111 | 31278.7295 | 35146.8801 | 38780.2643 | 42064.7399 | 44693.8269 | 46887.5618 | 48472.1735 | 48735.251 | 48982.8949 | Number of electric vehicles_Number of electric vehicles
RAVENSWORTH | STELLA SOUTH | NPgN | NG FES - Consumer Evolution | Number of electric vehicles | BSP | 33.2089 | 48.4256 | 67.1571 | 88.3544 | 114.5503 | 145.2382 | 182.9859 | 231.0093 | 292.3696 | 369.6912 | 467.7361 | 593.3914 | 752.3027 | 954.4563 | 1211.0657 | 1536.3131 | 1944.6437 | 2452.2913 | 3077.2576 | 3835.3603 | 4738.2011 | 5788.6714 | 6977.2301 | 8280.6543 | 9659.1438 | 11062.1984 | 12432.969 | 13720.5678 | 14884.5481 | 15816.1469 | 16593.5231 | 17155.1375 | 17248.6172 | 17336.6673 | Number of electric vehicles_Number of electric vehicles
SCARBOROUGH GRID | OSBALDWICK | NPgN | NG FES - Consumer Evolution | Number of electric vehicles | BSP | 158.1311 | 230.5883 | 319.7824 | 401.003 | 494.3437 | 594.3904 | 713.0736 | 862.6952 | 1052.4165 | 1289.8876 | 1589.2699 | 1970.9004 | 2451.6597 | 3061.1438 | 3832.0808 | 4806.5773 | 6027.6707 | 7543.6167 | 9407.8588 | 11667.5142 | 14357.1074 | 17485.3035 | 21023.8161 | 24903.6389 | 29006.4619 | 33182.0392 | 37261.2666 | 41092.7104 | 44555.981 | 47329.2433 | 49642.9126 | 51313.3744 | 51588.5727 | 51847.1441 | Number of electric vehicles_Number of electric vehicles
SEAL SANDS | SALTHOLME | NPgN | NG FES - Consumer Evolution | Number of electric vehicles | BSP | 0 | 0 | 0 | 0 | 0 | 0 | 0 | 0 | 0 | 0 | 0 | 0 | 0 | 0 | 0 | 0 | 0 | 0 | 0 | 0 | 0 | 0 | 0 | 0 | 0 | 0 | 0 | 0 | 0 | 0 | 0 | 0 | 0 | 0 | Number of electric vehicles_Number of electric vehicles
SPADEADAM 33KV | SPADEADAM | NPgN | NG FES - Consumer Evolution | Number of electric vehicles | BSP | 1.3375 | 1.9503 | 2.7047 | 3.4508 | 4.3343 | 5.3187 | 6.5055 | 8.008 | 9.9198 | 12.3202 | 15.3545 | 19.2319 | 24.1254 | 30.3389 | 38.2114 | 48.1751 | 60.6713 | 76.1952 | 95.2955 | 118.4553 | 146.0287 | 178.1044 | 214.3916 | 254.1821 | 296.2618 | 339.0894 | 380.93 | 420.2305 | 455.756 | 484.1968 | 507.9267 | 525.0646 | 527.9016 | 530.5703 | Number of electric vehicles_Number of electric vehicles
SPENNYMOOR 132/66KV | SPENNYMOOR | NPgN | NG FES - Consumer Evolution | Number of electric vehicles | BSP | 135.839 | 198.0818 | 274.702 | 361.3038 | 468.2907 | 593.5736 | 747.6553 | 943.6736 | 1194.1223 | 1509.71 | 1909.8706 | 2422.709 | 3071.266 | 3896.2945 | 4943.5537 | 6270.9199 | 7937.3444 | 10009.0769 | 12559.5816 | 15653.41 | 19337.9093 | 23624.8789 | 28475.383 | 33794.6489 | 39420.2539 | 45146.107 | 50740.2076 | 55994.8837 | 60745.0721 | 64546.9225 | 67719.3884 | 70011.3266 | 70392.8006 | 70752.1137 | Number of electric vehicles_Number of electric vehicles
TORONTO | SPENNYMOOR | NPgN | NG FES - Consumer Evolution | Number of electric vehicles | BSP | 68.1886 | 99.4334 | 137.8953 | 183.4022 | 240.3476 | 307.9924 | 391.6396 | 498.1948 | 634.4885 | 806.3964 | 1024.5524 | 1304.3501 | 1658.388 | 2108.976 | 2681.2172 | 3406.7881 | 4317.938 | 5450.9203 | 6845.9434 | 8538.321 | 10553.9588 | 12899.3064 | 15553.0495 | 18463.3237 | 21541.2477 | 24674.0574 | 27734.8088 | 30609.8763 | 33208.9499 | 35288.9928 | 37024.7417 | 38278.8362 | 38487.8643 | 38684.8158 | Number of electric vehicles_Number of electric vehicles
WORMALD GREEN 132/33KV | KNARESBOROUGH | NPgN | NG FES - Consumer Evolution | Number of electric vehicles | BSP | 70.3848 | 102.6358 | 142.3365 | 178.4629 | 219.969 | 264.4413 | 317.1895 | 383.6856 | 468.0002 | 573.5324 | 706.5744 | 876.1625 | 1089.7974 | 1360.6296 | 1703.1999 | 2136.2176 | 2678.806 | 3352.4068 | 4180.7664 | 5184.821 | 6379.9109 | 7769.8866 | 9342.1796 | 11066.1281 | 12889.1629 | 14744.5244 | 16557.0735 | 18259.5228 | 19798.3788 | 21030.6421 | 22058.6901 | 22800.9354 | 22923.2099 | 23038.0955 | Number of electric vehicles_Number of electric vehicles
ATTERCLIFFE | WEST MELTON / THORPE MARSH | NPgY | NG FES - Consumer Evolution | Number of electric vehicles | BSP | 101.9776 | 156.1443 | 213.817 | 272.7154 | 342.4032 | 417.9227 | 506.4691 | 616.8358 | 755.4737 | 924.8643 | 1134.3342 | 1399.2155 | 1725.6626 | 2133.9755 | 2644.3959 | 3283.9291 | 4075.4686 | 5045.2818 | 6224.6426 | 7638.4961 | 9303.5578 | 11219.4421 | 13363.3321 | 15690.1607 | 18125.9306 | 20581.0573 | 22956.802 | 25167.7895 | 27147.8938 | 28833.744 | 30251.0018 | 31274.9023 | 31445.3415 | 31605.8837 | Number of electric vehicles_Number of electric vehicles
BARUGH 132/66KV | WEST MELTON SECTION 3 | NPgY | NG FES - Consumer Evolution | Number of electric vehicles | BSP | 193.1063 | 295.6772 | 404.887 | 505.9389 | 622.0772 | 743.249 | 883.8204 | 1059.3396 | 1280.08 | 1549.6982 | 1883.0683 | 2304.6256 | 2823.9833 | 3473.469 | 4285.0023 | 5301.5037 | 6559.3102 | 8100.1209 | 9973.5995 | 12219.3861 | 14864.0247 | 17906.9058 | 21311.8052 | 25007.1628 | 28875.4726 | 32774.4386 | 36547.2428 | 40058.2678 | 43202.4589 | 45877.5497 | 48125.9477 | 49749.7588 | 50018.5661 | 50271.4276 | Number of electric vehicles_Number of electric vehicles
BEESTON ROYDS 132/33KV | KIRKSTALL B | NPgY | NG FES - Consumer Evolution | Number of electric vehicles | BSP | 151.536 | 232.0264 | 317.7265 | 414.9547 | 533.1661 | 665.6099 | 822.2915 | 1017.2991 | 1262.018 | 1561.101 | 1930.9884 | 2398.7228 | 2975.3395 | 3696.6659 | 4598.7192 | 5729.2392 | 7128.7429 | 8843.7119 | 10929.4704 | 13430.1231 | 16375.2404 | 19764.1381 | 23556.4431 | 27672.4227 | 31981.1696 | 36324.2363 | 40526.9668 | 44438.3653 | 47941.4941 | 50925.7593 | 53435.0227 | 55248.3528 | 55551.5843 | 55837.5199 | Number of electric vehicles_Number of electric vehicles
BEVERLEY 132/33KV | CREYKE BECK | NPgY | NG FES - Consumer Evolution | Number of electric vehicles | BSP | 179.9194 | 275.486 | 377.238 | 489.1022 | 624.0566 | 773.8586 | 950.641 | 1170.7541 | 1447.0531 | 1784.7069 | 2202.2842 | 2730.3241 | 3381.2325 | 4195.462 | 5213.5886 | 6489.4908 | 8068.8813 | 10004.2043 | 12357.8859 | 15179.7 | 18503.0128 | 22327.053 | 26606.2676 | 31250.6912 | 36112.613 | 41013.2364 | 45755.4799 | 50168.9535 | 54121.6956 | 57488.4477 | 60319.177 | 62364.6587 | 62706.2839 | 63028.3274 | Number of electric vehicles_Number of electric vehicles
BINGLEY 132/33KV | BRADFORD WEST | NPgY | NG FES - Consumer Evolution | Number of electric vehicles | BSP | 71.4813 | 109.4495 | 149.8752 | 216.3093 | 303.1326 | 408.466 | 535.5747 | 693.2689 | 890.7324 | 1132.2058 | 1430.9146 | 1808.6413 | 2274.5971 | 2857.6813 | 3587.468 | 4502.6059 | 5635.9773 | 7025.2934 | 8715.411 | 10742.0471 | 13129.1777 | 15876.2442 | 18950.4958 | 22287.272 | 25780.4264 | 29301.5444 | 32709.0437 | 35880.5608 | 38721.3564 | 41144.4507 | 43182.6762 | 44656.5121 | 44905.4319 | 45140.7059 | Number of electric vehicles_Number of electric vehicles
BLACKBURN MEADOWS B | WEST MELTON / THORPE MARSH | NPgY | NG FES - Consumer Evolution | Number of electric vehicles | BSP | 46.0932 | 70.5762 | 96.6439 | 120.9528 | 148.9589 | 178.2745 | 212.3154 | 254.8128 | 308.2536 | 373.5296 | 454.2411 | 556.3035 | 682.0479 | 839.3009 | 1035.7965 | 1281.9276 | 1586.4936 | 1959.5926 | 2413.2507 | 2957.0665 | 3597.4677 | 4334.3067 | 5158.8113 | 6053.653 | 6990.3768 | 7934.526 | 8848.1266 | 9698.3393 | 10459.7254 | 11107.5556 | 11652.0637 | 12045.3236 | 12110.4563 | 12171.7326 | Number of electric vehicles_Number of electric vehicles
BLYTON | KEADBY | NPgY | NG FES - Consumer Evolution | Number of electric vehicles | BSP | 286.2403 | 438.2806 | 600.1617 | 703.9654 | 806.6785 | 890.4815 | 979.9209 | 1093.2044 | 1237.0362 | 1412.2627 | 1628.7027 | 1902.3983 | 2238.6448 | 2658.5368 | 3181.2562 | 3834.367 | 4640.9489 | 5627.5239 | 6825.7711 | 8261.1125 | 9950.4775 | 11893.4909 | 14067.0974 | 16425.694 | 18894.3483 | 21382.1223 | 23788.8956 | 26027.9602 | 28032.0714 | 29727.4608 | 31149.8449 | 32174.2301 | 32335.9828 | 32486.3656 | Number of electric vehicles_Number of electric vehicles
BRADFORD | BRADFORD WEST | NPgY | NG FES - Consumer Evolution | Number of electric vehicles | BSP | 56.7559 | 86.9025 | 119.0003 | 195.3357 | 299.8899 | 432.6676 | 594.5935 | 795.1451 | 1045.9864 | 1352.8307 | 1732.4513 | 2212.4936 | 2804.8641 | 3546.2678 | 4474.6163 | 5639.0913 | 7081.5901 | 8850.156 | 11001.9157 | 13582.3276 | 16621.9268 | 20119.9987 | 24034.8232 | 28284.0435 | 32732.4733 | 37216.6074 | 41556.1539 | 45595.3202 | 49213.5009 | 52301.7182 | 54899.9637 | 56779.3502 | 57098.4014 | 57400.3261 | Number of electric vehicles_Number of electric vehicles
BRAMHAM | FERRYBRIDGE B | NPgY | NG FES - Consumer Evolution | Number of electric vehicles | BSP | 115.4589 | 176.7864 | 242.0832 | 305.5583 | 379.6121 | 458.4278 | 550.379 | 665.0835 | 809.2503 | 985.3696 | 1203.1473 | 1478.5342 | 1817.8732 | 2242.2756 | 2772.6956 | 3437.1917 | 4259.5353 | 5267.0036 | 6492.0774 | 7960.6728 | 9690.1504 | 11680.1107 | 13906.8588 | 16323.5906 | 18853.4535 | 21403.395 | 23870.8594 | 26167.1642 | 28223.6171 | 29973.9014 | 31445.1765 | 32507.9341 | 32684.384 | 32850.4848 | Number of electric vehicles_Number of electric vehicles
BRANSHOLME | CREYKE BECK | NPgY | NG FES - Consumer Evolution | Number of electric vehicles | BSP | 136.5822 | 209.1297 | 286.3727 | 366.8004 | 462.4657 | 566.8263 | 689.4102 | 842.1567 | 1033.9921 | 1268.3933 | 1558.262 | 1924.8102 | 2376.5811 | 2941.6631 | 3648.1108 | 4533.3031 | 5628.9348 | 6971.3712 | 8603.9053 | 10561.0657 | 12865.992 | 15518.1503 | 18485.953 | 21707.011 | 25078.8872 | 28477.5718 | 31766.3803 | 34827.1309 | 37568.2901 | 39902.3718 | 41864.6562 | 43282.393 | 43518.6104 | 43741.1608 | Number of electric vehicles_Number of electric vehicles
BRIGHOUSE 132/33KV | ELLAND | NPgY | NG FES - Consumer Evolution | Number of electric vehicles | BSP | 92.9193 | 142.2746 | 194.8244 | 267.1311 | 358.7753 | 466.4228 | 595.3116 | 755.4155 | 956.0676 | 1201.3831 | 1504.817 | 1888.5187 | 2361.7256 | 2953.8078 | 3694.6123 | 4623.3613 | 5773.3923 | 7182.9436 | 8897.5102 | 10953.3344 | 13374.7333 | 16161.1416 | 19279.3492 | 22663.7809 | 26206.7829 | 29778.0918 | 33234.0997 | 36450.6766 | 39331.7062 | 41787.9022 | 43853.6495 | 45347.0278 | 45598.2731 | 45835.5283 | Number of electric vehicles_Number of electric vehicles
DONCASTER B/THORPE MARSH | WEST MELTON / THORPE MARSH | NPgY | NG FES - Consumer Evolution | Number of electric vehicles | BSP | 617.8493 | 946.0281 | 1295.448 | 1564.4222 | 1853.9492 | 2128.4157 | 2437.6295 | 2825.6186 | 3315.1792 | 3912.6056 | 4651.036 | 5584.8052 | 6734.0892 | 8170.6202 | 9963.2795 | 12206.7809 | 14981.0076 | 18377.6738 | 22506.119 | 27453.7766 | 33279.0834 | 39980.7135 | 47478.9758 | 55616.3747 | 64134.2341 | 72719.072 | 81025.5305 | 88754.7962 | 95675.3047 | 101551.8189 | 106487.9445 | 110049.4601 | 110629.7893 | 111173.5959 | Number of electric vehicles_Number of electric vehicles
DONCASTER CENTRAL | WEST MELTON / THORPE MARSH | NPgY | NG FES - Consumer Evolution | Number of electric vehicles | BSP | 74.0206 | 113.3377 | 155.1995 | 191.1882 | 231.5591 | 272.2846 | 319.0657 | 377.5732 | 451.2359 | 541.1825 | 652.3841 | 793.0022 | 966.1868 | 1182.7278 | 1453.1805 | 1791.8437 | 2210.8078 | 2723.9492 | 3347.8005 | 4095.5656 | 4976.0805 | 5989.1431 | 7122.6979 | 8352.926 | 9640.7121 | 10938.6774 | 12194.6134 | 13363.3627 | 14409.9398 | 15299.7916 | 16047.5527 | 16587.4203 | 16676.3232 | 16759.8464 | Number of electric vehicles_Number of electric vehicles
DRIFFIELD/BEVERLEY GROUP | CREYKE BECK | NPgY | NG FES - Consumer Evolution | Number of electric vehicles | BSP | 293.3498 | 449.1664 | 615.0681 | 763.3863 | 931.9749 | 1105.2331 | 1305.3517 | 1555.4039 | 1870.0338 | 2254.28 | 2729.3574 | 3330.1081 | 4070.1251 | 4995.4894 | 6151.5147 | 7599.332 | 9390.6665 | 11584.8802 | 14252.6838 | 17450.532 | 21216.2176 | 25548.8746 | 30396.9326 | 35658.5103 | 41166.306 | 46717.7005 | 52089.4077 | 57088.314 | 61564.8172 | 65372.3477 | 68572.2633 | 70882.944 | 71264.573 | 71623.3633 | Number of electric vehicles_Number of electric vehicles
FEATHERSTONE | FERRYBRIDGE B | NPgY | NG FES - Consumer Evolution | Number of electric vehicles | BSP | 129.9329 | 198.9484 | 272.431 | 353.1094 | 450.4084 | 558.3688 | 685.7598 | 844.3781 | 1043.4877 | 1286.8106 | 1587.7282 | 1968.2482 | 2437.309 | 3024.0619 | 3757.7446 | 4677.1828 | 5815.3174 | 7209.9403 | 8906.0364 | 10939.4735 | 13334.2958 | 16089.9475 | 19173.6027 | 22520.4312 | 26023.991 | 29555.4389 | 32972.7555 | 36153.1554 | 39001.5451 | 41427.6472 | 43467.4836 | 44941.462 | 45187.6244 | 45419.6739 | Number of electric vehicles_Number of electric vehicles
GIRLINGTON | BRADFORD WEST | NPgY | NG FES - Consumer Evolution | Number of electric vehicles | BSP | 26.0959 | 39.9571 | 54.7154 | 96.5187 | 154.7163 | 229.736 | 321.5288 | 435.1579 | 577.2293 | 751.0367 | 966.0754 | 1237.9987 | 1573.5866 | 1993.6271 | 2519.6533 | 3179.536 | 3997.0276 | 4999.3631 | 6218.9236 | 7681.4712 | 9404.3142 | 11387.047 | 13606.0195 | 16014.5479 | 18536.0039 | 21077.7143 | 23537.4879 | 25827.0243 | 27877.9696 | 29628.8699 | 31102.071 | 32167.7865 | 32348.9959 | 32520.5421 | Number of electric vehicles_Number of electric vehicles
HALIFAX 132/33KV | ELLAND | NPgY | NG FES - Consumer Evolution | Number of electric vehicles | BSP | 23.8282 | 36.4848 | 49.9607 | 74.7716 | 107.7385 | 148.4042 | 197.6687 | 258.7492 | 335.2012 | 428.7035 | 544.3735 | 690.6418 | 871.0979 | 1096.9302 | 1379.6276 | 1734.1634 | 2173.283 | 2711.6025 | 3366.5056 | 4151.8306 | 5076.8691 | 6141.4043 | 7332.7428 | 8625.8255 | 9979.5165 | 11344.0547 | 12664.5742 | 13893.6596 | 14994.6018 | 15933.8958 | 16724.0594 | 17295.4928 | 17392.1886 | 17483.6246 | Number of electric vehicles_Number of electric vehicles
HECKMONDWIKE | SKELTON GRANGE | NPgY | NG FES - Consumer Evolution | Number of electric vehicles | BSP | 56.5104 | 86.5267 | 118.4857 | 172.6584 | 243.7928 | 330.5082 | 435.2691 | 565.2144 | 727.9107 | 926.8749 | 1173.0021 | 1484.2376 | 1868.1852 | 2348.6557 | 2950.04 | 3704.1881 | 4638.2013 | 5783.1611 | 7176.0363 | 8846.2612 | 10813.5963 | 13077.5805 | 15611.2215 | 18361.2282 | 21240.119 | 24142.0626 | 26950.3743 | 29564.2103 | 31905.4939 | 33902.666 | 35582.6579 | 36797.498 | 37002.79 | 37196.8535 | Number of electric vehicles_Number of electric vehicles
HOLMFIELD | BRADFORD WEST | NPgY | NG FES - Consumer Evolution | Number of electric vehicles | BSP | 84.0631 | 128.7144 | 176.2557 | 262.7601 | 377.5151 | 518.8423 | 689.9893 | 902.1986 | 1167.8231 | 1492.6832 | 1894.5601 | 2402.746 | 3029.7047 | 3814.3089 | 4796.4629 | 6028.1868 | 7553.758 | 9423.9542 | 11699.1671 | 14427.4733 | 17641.1529 | 21339.4524 | 25478.2748 | 29970.5627 | 34673.4067 | 39413.9312 | 44001.5271 | 48271.4677 | 52096.2205 | 55359.3194 | 58104.3206 | 60089.4378 | 60425.2906 | 60742.8611 | Number of electric vehicles_Number of electric vehicles
HULL EAST 132/33KV | SALTEND NORTH | NPgY | NG FES - Consumer Evolution | Number of electric vehicles | BSP | 127.9089 | 195.8494 | 268.1873 | 340.6873 | 426.0187 | 517.876 | 625.3813 | 759.4191 | 927.826 | 1133.5775 | 1388.0061 | 1709.7391 | 2106.2281 | 2602.1326 | 3222.0003 | 3998.6247 | 4959.8004 | 6137.4187 | 7569.4516 | 9286.1902 | 11307.93 | 13634.2034 | 16237.3077 | 19062.5246 | 22020.009 | 25000.985 | 27885.564 | 30570.0804 | 32974.2397 | 35020.8845 | 36741.3897 | 37984.3 | 38190.9996 | 38385.6526 | Number of electric vehicles_Number of electric vehicles
HULL SOUTH | CREYKE BECK | NPgY | NG FES - Consumer Evolution | Number of electric vehicles | BSP | 156.0124 | 238.8804 | 327.112 | 423.5086 | 539.6194 | 668.2588 | 819.9901 | 1008.9275 | 1246.1063 | 1535.9484 | 1894.3947 | 2347.6615 | 2906.3889 | 3605.3021 | 4479.2163 | 5574.3776 | 6930.0205 | 8591.1576 | 10611.3695 | 13033.379 | 15885.8243 | 19168.0436 | 22840.9391 | 26827.293 | 31000.3245 | 35206.5697 | 39276.8713 | 43064.9803 | 46457.631 | 49347.2302 | 51776.7493 | 53532.2892 | 53825.4139 | 54101.7198 | Number of electric vehicles_Number of electric vehicles
HULL WEST | CREYKE BECK | NPgY | NG FES - Consumer Evolution | Number of electric vehicles | BSP | 137.8928 | 211.1364 | 289.1206 | 362.5828 | 447.4826 | 536.7242 | 640.4739 | 769.9714 | 932.7944 | 1131.6836 | 1377.6069 | 1688.5848 | 2071.7359 | 2550.9046 | 3149.6814 | 3899.737 | 4827.8911 | 5964.9204 | 7347.4771 | 9004.8122 | 10956.5156 | 13202.1372 | 15714.9413 | 18442.115 | 21296.9368 | 24174.3955 | 26958.7602 | 29549.9497 | 31870.439 | 33844.9963 | 35504.6731 | 36703.3865 | 36902.0445 | 37088.9683 | Number of electric vehicles_Number of electric vehicles
HUMBERSTON | GRIMSBY WEST | NPgY | NG FES - Consumer Evolution | Number of electric vehicles | BSP | 77.5218 | 118.6986 | 162.5405 | 210.6167 | 268.5791 | 332.8685 | 408.7213 | 503.1693 | 621.7288 | 766.6146 | 945.7948 | 1172.3739 | 1451.6734 | 1801.0514 | 2237.9158 | 2785.3851 | 3463.0732 | 4293.4826 | 5303.399 | 6514.1793 | 7940.1402 | 9580.9509 | 11417.0657 | 13409.8826 | 15496.0223 | 17598.7672 | 19633.5539 | 21527.2717 | 23223.2984 | 24667.8716 | 25882.4483 | 26760.0943 | 26906.6585 | 27044.8183 | Number of electric vehicles_Number of electric vehicles
HUNNINGLEY | WEST MELTON SECTION 3 | NPgY | NG FES - Consumer Evolution | Number of electric vehicles | BSP | 82.7781 | 126.7467 | 173.5612 | 215.4499 | 263.0769 | 312.0422 | 368.6051 | 439.2802 | 528.2066 | 636.8095 | 771.085 | 940.8807 | 1150.0394 | 1411.5852 | 1738.3268 | 2147.5425 | 2653.8524 | 3274.0348 | 4028.076 | 4931.9324 | 5996.2861 | 7220.8922 | 8591.1747 | 10078.337 | 11635.0921 | 13204.1705 | 14722.4615 | 16135.3825 | 17400.6491 | 18476.8413 | 19381.2942 | 20034.4082 | 20142.2822 | 20243.702 | Number of electric vehicles_Number of electric vehicles
HUNSHELF | WEST MELTON SECTION 3 | NPgY | NG FES - Consumer Evolution | Number of electric vehicles | BSP | 93.2775 | 142.823 | 195.5754 | 243.4274 | 298.0772 | 354.608 | 420.027 | 501.7435 | 604.5421 | 730.0935 | 885.3274 | 1081.6255 | 1323.4448 | 1625.8406 | 2003.6442 | 2476.8352 | 3062.3233 | 3779.5141 | 4651.5217 | 5696.7981 | 6927.697 | 8343.9351 | 9928.6543 | 11648.5505 | 13448.9353 | 15263.5788 | 17019.494 | 18653.5587 | 20116.8742 | 21361.6663 | 22407.8528 | 23163.3572 | 23288.2608 | 23405.718 | Number of electric vehicles_Number of electric vehicles
IMMINGHAM | GRIMSBY WEST | NPgY | NG FES - Consumer Evolution | Number of electric vehicles | BSP | 54.959 | 84.1513 | 115.233 | 142.129 | 172.3682 | 202.9711 | 238.1581 | 282.1583 | 337.5499 | 405.1884 | 488.8113 | 594.5551 | 724.793 | 887.6383 | 1091.0352 | 1345.7377 | 1660.8399 | 2046.7792 | 2515.9906 | 3078.4045 | 3740.667 | 4502.6261 | 5355.2139 | 6280.5151 | 7249.1093 | 8225.3616 | 9170.0042 | 10049.0731 | 10836.2553 | 11505.5993 | 12068.0744 | 12474.182 | 12541.0923 | 12603.9615 | Number of electric vehicles_Number of electric vehicles
KIRKHAW LANE | FERRYBRIDGE B | NPgY | NG FES - Consumer Evolution | Number of electric vehicles | BSP | 75.5764 | 115.7199 | 158.4615 | 204.7644 | 260.4163 | 321.9113 | 394.3945 | 484.6617 | 597.9855 | 736.4689 | 907.7293 | 1124.2934 | 1391.239 | 1725.1578 | 2142.6742 | 2665.8819 | 3313.5232 | 4107.101 | 5072.2117 | 6229.2654 | 7591.9432 | 9159.9291 | 10914.5456 | 12818.9048 | 14812.4414 | 16821.8419 | 18766.2964 | 20575.9381 | 22196.6563 | 23576.9972 | 24737.5446 | 25576.1231 | 25716.0915 | 25848.0175 | Number of electric vehicles_Number of electric vehicles
KIRKSTALL C 2/5 | KIRKSTALL B | NPgY | NG FES - Consumer Evolution | Number of electric vehicles | BSP | 15.4666 | 23.6819 | 32.4289 | 48.4798 | 69.7973 | 96.0813 | 127.9197 | 167.3952 | 216.8056 | 277.2353 | 351.9917 | 446.5236 | 563.1503 | 709.1028 | 891.8058 | 1120.9361 | 1404.7308 | 1752.6359 | 2175.8861 | 2683.4248 | 3281.2571 | 3969.2426 | 4739.1781 | 5574.8685 | 6449.7285 | 7331.5986 | 8185.0202 | 8979.3498 | 9690.8629 | 10297.9026 | 10808.5624 | 11177.862 | 11240.3503 | 11299.4388 | Number of electric vehicles_Number of electric vehicles
KIRKSTALL C/RING ROAD HORSFORTH | KIRKSTALL B | NPgY | NG FES - Consumer Evolution | Number of electric vehicles | BSP | 211.3805 | 323.658 | 443.2026 | 580.3519 | 747.5483 | 935.4714 | 1157.9705 | 1434.8576 | 1782.2969 | 2206.9302 | 2732.0957 | 3396.1841 | 4214.8856 | 5239.0654 | 6519.8965 | 8125.1673 | 10112.4154 | 12547.6485 | 15509.4288 | 19060.3836 | 23242.5039 | 28054.8179 | 33439.993 | 39284.8049 | 45403.3596 | 51570.66 | 57538.6899 | 63093.0344 | 68067.6432 | 72305.6677 | 75869.1914 | 78444.4541 | 78875.2809 | 79281.5748 | Number of electric vehicles_Number of electric vehicles
LEEDS EAST | SKELTON GRANGE | NPgY | NG FES - Consumer Evolution | Number of electric vehicles | BSP | 129.764 | 198.6898 | 272.0769 | 358.6153 | 464.7948 | 585.0426 | 727.6947 | 905.1601 | 1127.7965 | 1399.9142 | 1736.4638 | 2162.0413 | 2686.7354 | 3343.1389 | 4164.1004 | 5193.0724 | 6466.9458 | 8028.0408 | 9926.7235 | 12203.1394 | 14884.2091 | 17969.309 | 21421.6815 | 25168.7369 | 29091.298 | 33045.1253 | 36871.2189 | 40432.1247 | 43621.396 | 46338.7786 | 48623.7682 | 50275.1699 | 50551.7153 | 50812.575 | Number of electric vehicles_Number of electric vehicles
LEEDS NORTH | SKELTON GRANGE | NPgY | NG FES - Consumer Evolution | Number of electric vehicles | BSP | 67.089 | 102.7242 | 140.6658 | 201.4434 | 280.5545 | 376.1356 | 491.3624 | 634.3382 | 813.3906 | 1032.3431 | 1303.1899 | 1645.6842 | 2068.1646 | 2596.8365 | 3258.4935 | 4088.1752 | 5115.6894 | 6375.2222 | 7907.4382 | 9744.7186 | 11908.7987 | 14399.1723 | 17186.1499 | 20211.1145 | 23377.8395 | 26569.9088 | 29658.97 | 32534.092 | 35109.3859 | 37305.8808 | 39153.4624 | 40489.4039 | 40714.9252 | 40928.0591 | Number of electric vehicles_Number of electric vehicles
LINDLEY | ELLAND | NPgY | NG FES - Consumer Evolution | Number of electric vehicles | BSP | 115.0413 | 176.147 | 241.2077 | 327.8509 | 436.9678 | 564.2475 | 716.3785 | 905.4065 | 1142.353 | 1432.0267 | 1790.3205 | 2243.3943 | 2802.1244 | 3501.1942 | 4375.7961 | 5472.2335 | 6829.8543 | 8493.792 | 10517.7481 | 12944.5072 | 15802.7725 | 19091.8776 | 22772.6231 | 26767.6065 | 30949.7554 | 35165.3031 | 39244.7338 | 43041.5196 | 46442.1984 | 49341.0973 | 51779.0887 | 53541.4772 | 53837.7243 | 54117.4184 | Number of electric vehicles_Number of electric vehicles
LOW ROAD | SKELTON GRANGE | NPgY | NG FES - Consumer Evolution | Number of electric vehicles | BSP | 73.5472 | 112.6128 | 154.2069 | 204.689 | 267.0348 | 338.1765 | 422.7376 | 527.9021 | 659.8062 | 821.0357 | 1020.4455 | 1272.6056 | 1583.513 | 1972.4774 | 2458.9939 | 3068.815 | 3823.8096 | 4749.0643 | 5874.4335 | 7223.7105 | 8812.8522 | 10641.4889 | 12687.8314 | 14908.8519 | 17233.908 | 19577.5059 | 21845.4012 | 23956.1226 | 25846.5792 | 27457.5222 | 28812.1833 | 29791.2797 | 29955.4015 | 30110.2503 | Number of electric vehicles_Number of electric vehicles
MALLARD WAY | WEST MELTON / THORPE MARSH | NPgY | NG FES - Consumer Evolution | Number of electric vehicles | BSP | 95.5413 | 146.2894 | 200.3221 | 244.4009 | 292.9258 | 340.5475 | 394.7922 | 462.7297 | 548.3461 | 652.8618 | 782.0624 | 945.4407 | 1146.6007 | 1398.0849 | 1712.0656 | 2105.1381 | 2591.3193 | 3186.6991 | 3910.4525 | 4777.9017 | 5799.2952 | 6974.3992 | 8289.2345 | 9716.1774 | 11209.8625 | 12715.3277 | 14172.0149 | 15527.5369 | 16741.3025 | 17772.729 | 18639.3048 | 19264.7832 | 19367.3185 | 19463.543 | Number of electric vehicles_Number of electric vehicles
MENSTON | BRADFORD WEST | NPgY | NG FES - Consumer Evolution | Number of electric vehicles | BSP | 108.671 | 166.393 | 227.8511 | 293.908 | 373.1418 | 460.4783 | 563.3522 | 691.4804 | 852.3478 | 1048.9262 | 1292.0299 | 1599.4422 | 1978.3626 | 2452.3442 | 3044.9717 | 3787.6046 | 4706.8432 | 5833.2058 | 7203.0216 | 8845.2603 | 10779.3393 | 13004.8101 | 15495.1642 | 18198.0466 | 21027.497 | 23879.4593 | 26639.2389 | 29207.6713 | 31507.9551 | 33466.9879 | 35114.0591 | 36304.1612 | 36502.7356 | 36689.8852 | Number of electric vehicles_Number of electric vehicles
MOSS ROAD | GRIMSBY WEST | NPgY | NG FES - Consumer Evolution | Number of electric vehicles | BSP | 66.8811 | 102.4058 | 140.2299 | 177.3671 | 220.82 | 267.2426 | 321.4592 | 389.0801 | 474.0596 | 577.8769 | 706.2523 | 868.5871 | 1068.6272 | 1318.8166 | 1631.5186 | 2023.2753 | 2508.1032 | 3102.0857 | 3824.3737 | 4690.2465 | 5709.94 | 6883.2185 | 8196.1111 | 9621.0214 | 11112.6365 | 12616.0932 | 14070.9248 | 15424.8448 | 16637.3536 | 17669.4131 | 18536.9729 | 19163.6652 | 19267.7723 | 19365.7863 | Number of electric vehicles_Number of electric vehicles
OSGODBY 1/2 | DRAX | NPgY | NG FES - Consumer Evolution | Number of electric vehicles | BSP | 0 | 0 | 0 | 0 | 0 | 0 | 0 | 0 | 0 | 0 | 0 | 0 | 0 | 0 | 0 | 0 | 0 | 0 | 0 | 0 | 0 | 0 | 0 | 0 | 0 | 0 | 0 | 0 | 0 | 0 | 0 | 0 | 0 | 0 | Number of electric vehicles_Number of electric vehicles
OSGODBY 3/4 | DRAX | NPgY | NG FES - Consumer Evolution | Number of electric vehicles | BSP | 81.1546 | 124.2609 | 170.1573 | 219.6953 | 279.1795 | 344.8335 | 422.195 | 518.5423 | 639.5033 | 787.3181 | 970.1178 | 1201.2738 | 1486.2031 | 1842.6156 | 2288.2513 | 2846.6915 | 3537.9399 | 4384.9466 | 5415.0308 | 6649.977 | 8104.3872 | 9777.924 | 11650.653 | 13683.2034 | 15810.9332 | 17955.5934 | 20030.9343 | 21962.3857 | 23692.1938 | 25165.4156 | 26404.0467 | 27299.0375 | 27448.3983 | 27589.1717 | Number of electric vehicles_Number of electric vehicles
RODLEY | SKELTON GRANGE | NPgY | NG FES - Consumer Evolution | Number of electric vehicles | BSP | 133.598 | 204.5603 | 280.1157 | 371.1614 | 483.4234 | 611.2877 | 763.1989 | 952.138 | 1189.13 | 1478.8068 | 1837.0792 | 2290.126 | 2848.7136 | 3547.5355 | 4421.6043 | 5517.1856 | 6873.5658 | 8535.8123 | 10557.5581 | 12981.5489 | 15836.4514 | 19121.6011 | 22797.8548 | 26787.9134 | 30964.8688 | 35175.1306 | 39249.3883 | 43041.278 | 46437.455 | 49331.4023 | 51764.9338 | 53523.7699 | 53818.5257 | 54096.612 | Number of electric vehicles_Number of electric vehicles
SAINT ANDREWS ROAD 132/33KV | SKELTON GRANGE | NPgY | NG FES - Consumer Evolution | Number of electric vehicles | BSP | 73.4433 | 112.4537 | 153.989 | 218.8476 | 302.9217 | 404.0648 | 525.8721 | 677.0379 | 866.368 | 1097.8814 | 1384.2628 | 1746.401 | 2193.0983 | 2752.0646 | 3451.6063 | 4328.7682 | 5415.0595 | 6746.6185 | 8366.4335 | 10308.7379 | 12596.509 | 15229.2118 | 18175.4612 | 21373.2915 | 24720.9783 | 28095.4507 | 31361.0212 | 34400.4169 | 37122.8378 | 39444.6687 | 41397.6368 | 42809.7366 | 43047.9938 | 43273.1372 | Number of electric vehicles_Number of electric vehicles
SALTEND 132/33KV | SALTEND NORTH | NPgY | NG FES - Consumer Evolution | Number of electric vehicles | BSP | 0.05684 | 0.087031 | 0.11918 | 0.15741 | 0.20442 | 0.25777 | 0.32111 | 0.3999 | 0.49873 | 0.61953 | 0.76893 | 0.95786 | 1.1908 | 1.4822 | 1.8467 | 2.3035 | 2.869 | 3.5621 | 4.4051 | 5.4157 | 6.6061 | 7.9758 | 9.5086 | 11.1722 | 12.9137 | 14.6691 | 16.3679 | 17.9488 | 19.3648 | 20.5713 | 21.5859 | 22.3191 | 22.4419 | 22.5578 | Number of electric vehicles_Number of electric vehicles
SANTON | KEADBY | NPgY | NG FES - Consumer Evolution | Number of electric vehicles | BSP | 85.9634 | 131.624 | 180.2399 | 230.9282 | 291.2415 | 357.0665 | 434.3952 | 530.7493 | 651.7594 | 799.6207 | 982.4713 | 1213.6917 | 1498.6722 | 1855.1309 | 2300.7667 | 2859.1587 | 3550.3008 | 4397.133 | 5426.9654 | 6661.5794 | 8115.5717 | 9788.6057 | 11660.755 | 13692.6634 | 15819.7113 | 17963.6711 | 20038.3193 | 21969.1048 | 23698.2866 | 25170.6868 | 26408.5506 | 27302.9021 | 27451.9245 | 27592.327 | Number of electric vehicles_Number of electric vehicles
SCUNTHORPE NORTH | KEADBY | NPgY | NG FES - Consumer Evolution | Number of electric vehicles | BSP | 44.9085 | 68.7622 | 94.1599 | 124.2294 | 161.1578 | 203.0239 | 252.7043 | 314.506 | 392.036 | 486.7979 | 603.9979 | 752.201 | 934.9221 | 1163.5112 | 1449.4101 | 1807.7512 | 2251.3823 | 2795.042 | 3456.2708 | 4249.0495 | 5182.7533 | 6257.1652 | 7459.4838 | 8764.4291 | 10130.4963 | 11507.453 | 12839.9262 | 14080.0465 | 15190.7432 | 16137.1166 | 16932.9065 | 17508.0426 | 17604.3691 | 17695.2349 | Number of electric vehicles_Number of electric vehicles
SCUNTHORPE SOUTH | KEADBY | NPgY | NG FES - Consumer Evolution | Number of electric vehicles | BSP | 78.2515 | 119.8159 | 164.0704 | 216.8802 | 281.8528 | 355.667 | 443.3058 | 552.3178 | 689.0646 | 856.2079 | 1062.9292 | 1324.3349 | 1646.6301 | 2049.8338 | 2554.1367 | 3186.2317 | 3968.7832 | 4927.7907 | 6094.1962 | 7492.6615 | 9139.7247 | 11035.0028 | 13155.9136 | 15457.8622 | 17867.633 | 20296.6158 | 22647.1316 | 24834.7388 | 26794.0452 | 28463.5374 | 29867.4014 | 30882.024 | 31052.004 | 31212.3584 | Number of electric vehicles_Number of electric vehicles
SILSDEN | BRADFORD WEST | NPgY | NG FES - Consumer Evolution | Number of electric vehicles | BSP | 143.2918 | 219.4031 | 300.4406 | 398.3907 | 519.2483 | 657.0114 | 820.7161 | 1024.3166 | 1279.6932 | 1591.8434 | 1977.9119 | 2466.1078 | 3068.0366 | 3821.0832 | 4762.9828 | 5943.5919 | 7405.2471 | 9196.5143 | 11375.1902 | 13987.3381 | 17063.8498 | 20604.0095 | 24565.635 | 28865.4265 | 33366.6243 | 37903.7158 | 42294.2478 | 46380.495 | 50040.3155 | 53158.9586 | 55781.4486 | 57676.8663 | 57994.5436 | 58294.2625 | Number of electric vehicles_Number of electric vehicles
SOWERBY BRIDGE 132/33KV | ELLAND | NPgY | NG FES - Consumer Evolution | Number of electric vehicles | BSP | 96.0229 | 147.0268 | 201.3319 | 278.1713 | 376.0744 | 491.7297 | 630.4005 | 802.6165 | 1018.4152 | 1282.2599 | 1608.6181 | 2021.3083 | 2530.2889 | 3167.1461 | 3964.0197 | 4963.1021 | 6200.2621 | 7716.6404 | 9561.1827 | 11772.8771 | 14377.8852 | 17375.5988 | 20730.2871 | 24371.4001 | 28183.1176 | 32025.2997 | 35743.4476 | 39204.0209 | 42303.6181 | 44946.387 | 47169.1109 | 48776.0408 | 49046.5784 | 49302.0938 | Number of electric vehicles_Number of electric vehicles
STAYGATE | SKELTON GRANGE | NPgY | NG FES - Consumer Evolution | Number of electric vehicles | BSP | 59.9801 | 91.8394 | 125.7607 | 191.6164 | 279.7374 | 389.1886 | 521.9948 | 686.6128 | 892.6226 | 1144.5886 | 1456.2968 | 1850.4617 | 2336.7811 | 2945.4025 | 3707.3271 | 4662.913 | 5846.5198 | 7297.5501 | 9062.864 | 11179.7614 | 13673.2895 | 16542.8634 | 19754.2649 | 23239.9418 | 26889.005 | 30567.3199 | 34126.9889 | 37440.2017 | 40408.0084 | 42940.314 | 45070.6361 | 46611.3247 | 46872.2371 | 47119.0023 | Number of electric vehicles_Number of electric vehicles
THORNHILL 132KV | ELLAND | NPgY | NG FES - Consumer Evolution | Number of electric vehicles | BSP | 149.2947 | 228.5946 | 313.0271 | 423.0851 | 561.0929 | 721.3047 | 912.5692 | 1150.2676 | 1448.2618 | 1812.5547 | 2263.1378 | 2832.9144 | 3535.5351 | 4414.6199 | 5514.3822 | 6893.0431 | 8600.0713 | 10692.2098 | 13236.9766 | 16288.1672 | 19881.8701 | 24017.2472 | 28645.0158 | 33667.8607 | 38926.017 | 44226.1525 | 49355.1359 | 54128.7356 | 58404.2913 | 62048.6992 | 65113.5945 | 67329.081 | 67701.2686 | 68052.6102 | Number of electric vehicles_Number of electric vehicles
WAKEFIELD MONCKTON ROAD | WEST MELTON SECTION 3 | NPgY | NG FES - Consumer Evolution | Number of electric vehicles | BSP | 114.834 | 175.8297 | 240.7732 | 300.172 | 368.1884 | 438.8004 | 520.6001 | 622.7605 | 751.2622 | 908.2108 | 1102.267 | 1347.6573 | 1649.9634 | 2028.005 | 2500.3392 | 3091.9457 | 3823.9688 | 4720.6734 | 5810.9604 | 7117.8996 | 8656.938 | 10427.7211 | 12409.1695 | 14559.6408 | 16810.7546 | 19079.7017 | 21275.2232 | 23318.3959 | 25148.0814 | 26704.6388 | 28012.8772 | 28957.6542 | 29113.9355 | 29260.9194 | Number of electric vehicles_Number of electric vehicles
WAKEFIELD NORTH | SKELTON GRANGE | NPgY | NG FES - Consumer Evolution | Number of electric vehicles | BSP | 201.1694 | 308.0232 | 421.7931 | 527.2517 | 648.5223 | 775.1439 | 922.0693 | 1105.5158 | 1336.2202 | 1618.0106 | 1966.432 | 2407.0221 | 2949.832 | 3628.6485 | 4476.8385 | 5539.2616 | 6853.8975 | 8464.3301 | 10422.4678 | 12769.7414 | 15533.8949 | 18714.2911 | 22273.0683 | 26135.4323 | 30178.5661 | 34253.7434 | 38197.0591 | 41866.7674 | 45153.0666 | 47949.1032 | 50299.1659 | 51996.4118 | 52277.4074 | 52541.7415 | Number of electric vehicles_Number of electric vehicles
WEST MELTON | WEST MELTON SECTION 3 | NPgY | NG FES - Consumer Evolution | Number of electric vehicles | BSP | 394.01 | 603.2937 | 826.123 | 1021.4809 | 1242.0991 | 1466.7789 | 1725.5982 | 2049.1418 | 2456.3646 | 2953.6506 | 3568.4696 | 4345.928 | 5303.5326 | 6500.9283 | 7996.6201 | 9869.6932 | 12187.0417 | 15025.4394 | 18476.3457 | 22612.7931 | 27483.6639 | 33087.8389 | 39358.6202 | 46164.2352 | 53288.2924 | 60468.7029 | 67416.6532 | 73882.3464 | 79672.2613 | 84596.0572 | 88733.871 | 91721.5573 | 92214.2995 | 92677.3943 | Number of electric vehicles_Number of electric vehicles
WHINMOOR | FERRYBRIDGE B | NPgY | NG FES - Consumer Evolution | Number of electric vehicles | BSP | 137.3956 | 210.375 | 288.078 | 380.5128 | 494.1554 | 623.1562 | 776.2847 | 966.7645 | 1205.712 | 1497.7714 | 1858.9869 | 2315.7553 | 2878.9156 | 3583.4482 | 4464.6273 | 5569.0933 | 6936.4472 | 8612.1169 | 10650.1669 | 13093.6884 | 15971.5786 | 19283.1681 | 22988.9996 | 27011.1537 | 31221.7023 | 35465.8178 | 39572.8274 | 43395.187 | 46818.6373 | 49735.6623 | 52188.5571 | 53961.34 | 54258.3028 | 54538.4421 | Number of electric vehicles_Number of electric vehicles
WOLD NEWTON | KEADBY | NPgY | NG FES - Consumer Evolution | Number of electric vehicles | BSP | 361.7979 | 553.9717 | 758.5838 | 880.4356 | 996.1391 | 1082.5772 | 1171.4377 | 1284.7499 | 1429.2542 | 1605.0901 | 1822.1812 | 2096.7001 | 2433.5191 | 2853.845 | 3376.2018 | 4028.0959 | 4832.4389 | 5815.5766 | 7009.021 | 8438.1247 | 10119.7268 | 12053.4603 | 14216.4159 | 16563.2512 | 19019.4394 | 21494.4408 | 23888.6202 | 26115.6316 | 28108.4749 | 29789.7363 | 31199.0399 | 32212.6361 | 32368.9457 | 32513.379 | Number of electric vehicles_Number of electric vehicles
YARBOROUGH ROAD 132/33KV | GRIMSBY WEST | NPgY | NG FES - Consumer Evolution | Number of electric vehicles | BSP | 96.3012 | 147.4528 | 201.9152 | 269.6744 | 353.8137 | 450.4216 | 565.4346 | 708.4339 | 887.7617 | 1106.9687 | 1378.0906 | 1720.9327 | 2143.6709 | 2672.5561 | 3334.1301 | 4163.4132 | 5190.1508 | 6448.4637 | 7978.9556 | 9813.9835 | 11975.2499 | 14462.2515 | 17245.3529 | 20266.0324 | 23428.2124 | 26615.6202 | 29700.0801 | 32570.7914 | 35141.9523 | 37333.1758 | 39175.8608 | 40507.7473 | 40731.1841 | 40942.0366 | Number of electric vehicles_Number of electric vehicles

## CE_Number of heat pumps (all)
Bulk Supply Point Name | Grid Supply Point Connected to | Licence area | Scenario name | Output parameter_Unit | Substation Type in Forecasting Model | 2017 | 2018 | 2019 | 2020 | 2021 | 2022 | 2023 | 2024 | 2025 | 2026 | 2027 | 2028 | 2029 | 2030 | 2031 | 2032 | 2033 | 2034 | 2035 | 2036 | 2037 | 2038 | 2039 | 2040 | 2041 | 2042 | 2043 | 2044 | 2045 | 2046 | 2047 | 2048 | 2049 | 2050 | Output parameter_Output
ANNFIELD | STELLA SOUTH | NPgN | NG FES - Consumer Evolution | Number of heat pumps (domestic and I&C) | BSP | 286.1741 | 309.0906 | 342.2433 | 379.3989 | 406.3012 | 433.4418 | 459.3873 | 486.4061 | 513.4034 | 608.2862 | 703.7902 | 797.3805 | 892.5867 | 987.3781 | 1368.389 | 1752.3144 | 2134.6362 | 2516.8826 | 2898.8304 | 3234.9688 | 3571.3178 | 3907.482 | 4243.6221 | 4579.8344 | 5175.199 | 5787.9048 | 6400.1784 | 7012.1454 | 7623.8918 | 8248.014 | 8875.8062 | 9503.5198 | 10131.1954 | 10758.8665 | Number of heat pumps (domestic and I&C)_Number of heat pumps (domestic and I&C)
BARRACK ROAD | STELLA NORTH | NPgN | NG FES - Consumer Evolution | Number of heat pumps (domestic and I&C) | BSP | 160.3105 | 169.0162 | 179.6008 | 195.1234 | 208.4845 | 221.703 | 233.1462 | 246.2074 | 259.2467 | 302.1027 | 341.4801 | 379.6829 | 419.2645 | 459.0964 | 602.0854 | 742.4722 | 885.3551 | 1027.9335 | 1170.0582 | 1301.6949 | 1432.4125 | 1561.5857 | 1690.8244 | 1819.8071 | 2047.8513 | 2259.0554 | 2470.7334 | 2682.7903 | 2895.1688 | 3121.8495 | 3345.1871 | 3568.8611 | 3792.8643 | 4017.1951 | Number of heat pumps (domestic and I&C)_Number of heat pumps (domestic and I&C)
BLUCHER | STELLA NORTH | NPgN | NG FES - Consumer Evolution | Number of heat pumps (domestic and I&C) | BSP | 291.6968 | 317.3123 | 351.6944 | 387.7616 | 415.572 | 443.7997 | 468.8279 | 496.8641 | 524.8828 | 635.7301 | 744.2534 | 846.7717 | 954.6769 | 1062.128 | 1502.8751 | 1947.565 | 2392.4821 | 2836.6454 | 3279.3213 | 3666.9297 | 4053.6697 | 4437.5481 | 4821.3801 | 5205.0318 | 5885.371 | 6584.5646 | 7283.2355 | 7981.5148 | 8679.4908 | 9386.3646 | 10097.1505 | 10807.756 | 11518.2185 | 12228.5682 | Number of heat pumps (domestic and I&C)_Number of heat pumps (domestic and I&C)
BOWESFIELD | NORTON | NPgN | NG FES - Consumer Evolution | Number of heat pumps (domestic and I&C) | BSP | 399.2793 | 431.7799 | 483.4559 | 540.7987 | 578.6409 | 616.5598 | 655.3378 | 693.2064 | 731.0503 | 860.5066 | 989.9736 | 1118.3862 | 1247.8922 | 1377.3421 | 1908.5653 | 2439.8743 | 2970.8509 | 3501.7391 | 4032.1761 | 4498.542 | 4964.6623 | 5430.1401 | 5895.6137 | 6361.2133 | 7187.033 | 8014.8527 | 8842.5797 | 9670.2431 | 10497.8665 | 11342.051 | 12186.718 | 13031.4404 | 13876.2397 | 14721.1362 | Number of heat pumps (domestic and I&C)_Number of heat pumps (domestic and I&C)
CHIRTON GRANGE | TYNEMOUTH | NPgN | NG FES - Consumer Evolution | Number of heat pumps (domestic and I&C) | BSP | 199.6748 | 213.9096 | 232.476 | 254.7687 | 272.9267 | 291.2866 | 307.3641 | 325.5511 | 343.7165 | 409.8663 | 474.8627 | 536.8372 | 601.2039 | 665.4124 | 912.6952 | 1162.556 | 1413.3422 | 1663.5199 | 1912.952 | 2135.5862 | 2357.7265 | 2578.2762 | 2798.8294 | 3019.1929 | 3408.8642 | 3808.0338 | 4207 | 4605.8373 | 5004.598 | 5415.1944 | 5827.8645 | 6240.568 | 6653.3337 | 7066.1866 | Number of heat pumps (domestic and I&C)_Number of heat pumps (domestic and I&C)
COALBURNS | STELLA SOUTH | NPgN | NG FES - Consumer Evolution | Number of heat pumps (domestic and I&C) | BSP | 164.7007 | 177.3115 | 200.2931 | 226.4933 | 241.6603 | 256.4983 | 273.436 | 288.3339 | 303.2243 | 344.2302 | 385.4734 | 430.3562 | 472.2105 | 514.3184 | 691.9607 | 865.6517 | 1039.2443 | 1213.3837 | 1388.4402 | 1542.6836 | 1697.3228 | 1853.6791 | 2010.0711 | 2166.5534 | 2444.6853 | 2705.0449 | 2965.8272 | 3226.9239 | 3488.2666 | 3757.7436 | 4023.5763 | 4289.6226 | 4555.865 | 4822.2924 | Number of heat pumps (domestic and I&C)_Number of heat pumps (domestic and I&C)
DARLINGTON CENTRAL | NORTON | NPgN | NG FES - Consumer Evolution | Number of heat pumps (domestic and I&C) | BSP | 143.0501 | 152.7731 | 167.3473 | 185.3237 | 198.4355 | 211.6422 | 224.5901 | 237.73 | 250.8537 | 295.4867 | 340.0012 | 383.4057 | 427.8246 | 472.1136 | 641.2496 | 811.219 | 980.8233 | 1150.3502 | 1319.5935 | 1471.0682 | 1622.4548 | 1773.4195 | 1924.3924 | 2075.4219 | 2342.3719 | 2614.372 | 2886.2778 | 3158.1321 | 3429.9656 | 3711.0453 | 3993.2595 | 4275.5295 | 4557.8745 | 4840.3114 | Number of heat pumps (domestic and I&C)_Number of heat pumps (domestic and I&C)
DARLINGTON NORTH | NORTON | NPgN | NG FES - Consumer Evolution | Number of heat pumps (domestic and I&C) | BSP | 191.7533 | 206.7595 | 227.598 | 251.1624 | 269.195 | 287.5014 | 304.1939 | 322.3721 | 340.5328 | 407.8647 | 475.0095 | 539.121 | 605.6749 | 671.9017 | 933.7407 | 1198.4494 | 1462.5754 | 1726.361 | 1989.4253 | 2221.8517 | 2454.0753 | 2685.1819 | 2916.2691 | 3147.4152 | 3556.4546 | 3980.7841 | 4404.743 | 4828.4402 | 5251.9499 | 5684.4534 | 6120.19 | 6555.8549 | 6991.4818 | 7427.0985 | Number of heat pumps (domestic and I&C)_Number of heat pumps (domestic and I&C)
DUNSTON | STELLA NORTH | NPgN | NG FES - Consumer Evolution | Number of heat pumps (domestic and I&C) | BSP | 372.2657 | 398.9957 | 434.8948 | 477.9108 | 511.6577 | 545.619 | 576.4332 | 610.1298 | 643.7892 | 763.8406 | 881.1489 | 994.1816 | 1110.9983 | 1227.6302 | 1681.2859 | 2136.8942 | 2593.8614 | 3050.12 | 3505.2641 | 3911.1892 | 4316.2202 | 4718.8171 | 5121.4357 | 5523.8176 | 6235.9442 | 6954.6229 | 7673.182 | 8391.6864 | 9110.1858 | 9850.3813 | 10592.1143 | 11333.9956 | 12076.0615 | 12818.3453 | Number of heat pumps (domestic and I&C)_Number of heat pumps (domestic and I&C)
FLATWORTH | TYNEMOUTH | NPgN | NG FES - Consumer Evolution | Number of heat pumps (domestic and I&C) | BSP | 103.419 | 111.3598 | 121.4173 | 133.0369 | 142.4425 | 151.9155 | 159.9244 | 169.2986 | 178.6639 | 211.69 | 244.4672 | 276.318 | 308.453 | 340.6102 | 468.4014 | 597.5371 | 727.6828 | 857.3879 | 986.83 | 1101.6179 | 1216.2179 | 1330.2232 | 1444.2287 | 1558.1328 | 1759.7939 | 1964.9105 | 2169.9467 | 2374.9304 | 2579.8814 | 2790.0278 | 3000.9285 | 3211.8407 | 3422.7757 | 3633.7436 | Number of heat pumps (domestic and I&C)_Number of heat pumps (domestic and I&C)
GOSFORTH | TYNEMOUTH | NPgN | NG FES - Consumer Evolution | Number of heat pumps (domestic and I&C) | BSP | 258.3198 | 279.0248 | 306.2275 | 336.5149 | 360.3674 | 384.426 | 405.6242 | 429.4919 | 453.3398 | 543.423 | 630.9165 | 714.328 | 801.1249 | 887.8835 | 1237.0735 | 1589.0403 | 1943.4967 | 2296.9496 | 2649.3145 | 2960.5902 | 3270.8664 | 3578.4706 | 3886.0699 | 4193.1853 | 4737.5404 | 5288.1985 | 5838.6845 | 6389.0508 | 6939.335 | 7501.0368 | 8064.1038 | 8627.177 | 9190.279 | 9753.4295 | Number of heat pumps (domestic and I&C)_Number of heat pumps (domestic and I&C)
HARROGATE 132/33KV | KNARESBOROUGH | NPgN | NG FES - Consumer Evolution | Number of heat pumps (domestic and I&C) | BSP | 112.1212 | 118.9891 | 128.7823 | 141.8303 | 151.8151 | 161.8432 | 171.4068 | 181.362 | 191.3026 | 223.7405 | 256.0055 | 287.6229 | 319.6833 | 351.7217 | 469.9811 | 588.7625 | 707.7795 | 826.6402 | 945.2968 | 1052.8294 | 1160.2392 | 1267.2705 | 1374.3187 | 1481.38 | 1670.3565 | 1861.1859 | 2052.0085 | 2242.8455 | 2433.7136 | 2633.1597 | 2833.0813 | 3033.0941 | 3233.2121 | 3433.4479 | Number of heat pumps (domestic and I&C)_Number of heat pumps (domestic and I&C)
HUSTHWAITE | KNARESBOROUGH | NPgN | NG FES - Consumer Evolution | Number of heat pumps (domestic and I&C) | BSP | 110.9781 | 119.2647 | 136.6134 | 156.6924 | 166.9103 | 176.7553 | 189.5413 | 199.4949 | 209.4452 | 232.9614 | 256.6807 | 284.3827 | 308.8781 | 333.7658 | 442.4029 | 546.4061 | 650.7481 | 755.6319 | 861.4033 | 954.7598 | 1048.3811 | 1143.5668 | 1238.7938 | 1334.0975 | 1503.9484 | 1651.9181 | 1800.4113 | 1949.2906 | 2098.4678 | 2253.5243 | 2404.0698 | 2554.8507 | 2705.8408 | 2857.0216 | Number of heat pumps (domestic and I&C)_Number of heat pumps (domestic and I&C)
LEEMING BAR_SKEEBY | NORTON | NPgN | NG FES - Consumer Evolution | Number of heat pumps (domestic and I&C) | BSP | 473.4936 | 509.55 | 581.75 | 664.6967 | 708.4553 | 750.8523 | 803.8521 | 846.6275 | 889.3873 | 996.1851 | 1104.2043 | 1227.1185 | 1337.8411 | 1449.9807 | 1935.5292 | 2404.496 | 2874.4999 | 3346.498 | 3821.8259 | 4240.6133 | 4660.4961 | 5086.3521 | 5512.3553 | 5938.6707 | 6697.793 | 7378.4516 | 8060.9764 | 8744.8777 | 9429.8415 | 10138.6588 | 10831.308 | 11524.8101 | 12219.0737 | 12914.0354 | Number of heat pumps (domestic and I&C)_Number of heat pumps (domestic and I&C)
LINTON | BLYTH 132kV | NPgN | NG FES - Consumer Evolution | Number of heat pumps (domestic and I&C) | BSP | 392.0723 | 424.1491 | 507.1569 | 601.5277 | 639.1827 | 674.5931 | 732.6609 | 769.0511 | 805.4527 | 863.9386 | 928.849 | 1020.5918 | 1091.2025 | 1164.846 | 1533.7219 | 1877.3805 | 2223.6031 | 2573.0407 | 2927.7137 | 3235.5221 | 3544.8107 | 3863.1095 | 4181.6114 | 4500.3762 | 5072.2325 | 5515.5155 | 5961.8001 | 6410.2598 | 6860.3573 | 7326.4438 | 7765.8347 | 8206.3849 | 8647.9159 | 9090.2963 | Number of heat pumps (domestic and I&C)_Number of heat pumps (domestic and I&C)
MALTON GRID | OSBALDWICK | NPgN | NG FES - Consumer Evolution | Number of heat pumps (domestic and I&C) | BSP | 376.4722 | 404.2616 | 453.5948 | 511.0214 | 545.753 | 580.0069 | 618.2747 | 652.6092 | 686.9194 | 787.4893 | 888.3968 | 994.4579 | 1096.3991 | 1198.7259 | 1617.0948 | 2029.2103 | 2441.1215 | 2853.7931 | 3267.6669 | 3634.2947 | 4001.4104 | 4370.8656 | 4740.3886 | 5110.1422 | 5766.2917 | 6395.3305 | 7025.0342 | 7655.2462 | 8285.87 | 8936.9482 | 9582.5381 | 10228.5376 | 10874.93 | 11521.7077 | Number of heat pumps (domestic and I&C)_Number of heat pumps (domestic and I&C)
MELROSEGATE | OSBALDWICK | NPgN | NG FES - Consumer Evolution | Number of heat pumps (domestic and I&C) | BSP | 479.7801 | 516.1122 | 568.6335 | 629.1663 | 673.7642 | 718.7416 | 761.3225 | 806.0511 | 850.7367 | 1010.6188 | 1168.9213 | 1321.9009 | 1479.6407 | 1636.9581 | 2258.9597 | 2884.3139 | 3509.5415 | 4134.0993 | 4757.2275 | 5309.5193 | 5861.0519 | 6410.052 | 6959.0476 | 7508.074 | 8480.143 | 9469.3556 | 10458.1654 | 11446.7092 | 12435.0843 | 13448.0787 | 14464.8042 | 15481.5731 | 16498.4406 | 17515.4548 | Number of heat pumps (domestic and I&C)_Number of heat pumps (domestic and I&C)
NORTH TEES | NORTON | NPgN | NG FES - Consumer Evolution | Number of heat pumps (domestic and I&C) | BSP | 362.091 | 387.5925 | 421.2733 | 462.0737 | 495.2495 | 528.9185 | 558.6431 | 591.9966 | 625.3082 | 745.3745 | 865.0692 | 979.4123 | 1097.8396 | 1215.6149 | 1664.5107 | 2118.8664 | 2572.0731 | 3024.6571 | 3476.0843 | 3878.9054 | 4281.5236 | 4682.4384 | 5083.3414 | 5484.3745 | 6192.7942 | 6930.4772 | 7667.5153 | 8404.1225 | 9140.4462 | 9898.6495 | 10663.1298 | 11427.5818 | 12192.0771 | 12956.6756 | Number of heat pumps (domestic and I&C)_Number of heat pumps (domestic and I&C)
POTTER HOUSE | SPENNYMOOR | NPgN | NG FES - Consumer Evolution | Number of heat pumps (domestic and I&C) | BSP | 311.5463 | 335.489 | 368.5301 | 406.6014 | 435.4122 | 464.4639 | 491.3738 | 520.2433 | 549.0862 | 648.9954 | 749.535 | 848.188 | 948.1303 | 1047.6491 | 1441.9926 | 1839.633 | 2235.9094 | 2632.0062 | 3027.8678 | 3377.6862 | 3727.7839 | 4077.8107 | 4427.8215 | 4777.8868 | 5397.3464 | 6035.3273 | 6672.8704 | 7310.112 | 7947.1463 | 8599.4022 | 9255.6127 | 9911.7815 | 10567.9548 | 11224.1715 | Number of heat pumps (domestic and I&C)_Number of heat pumps (domestic and I&C)
RAVENSWORTH | STELLA SOUTH | NPgN | NG FES - Consumer Evolution | Number of heat pumps (domestic and I&C) | BSP | 105.9804 | 113.1041 | 122.691 | 134.7406 | 144.3501 | 154.0681 | 162.9254 | 172.5616 | 182.185 | 215.5792 | 248.9282 | 281.1281 | 314.1882 | 347.1018 | 471.1839 | 596.5173 | 721.5796 | 846.5049 | 971.1874 | 1082.9464 | 1194.6755 | 1306.0553 | 1417.4377 | 1528.8499 | 1725.5809 | 1928.9808 | 2132.2443 | 2335.4224 | 2538.5509 | 2748.6647 | 2960.2318 | 3171.8196 | 3383.4472 | 3595.1307 | Number of heat pumps (domestic and I&C)_Number of heat pumps (domestic and I&C)
SCARBOROUGH GRID | OSBALDWICK | NPgN | NG FES - Consumer Evolution | Number of heat pumps (domestic and I&C) | BSP | 316.8411 | 337.9764 | 371.2481 | 412.8841 | 441.5211 | 470.0657 | 499.4169 | 527.8793 | 556.3092 | 642.751 | 730.3473 | 819.6837 | 907.4135 | 995.2413 | 1333.1935 | 1671.1902 | 2009.1392 | 2347.1457 | 2685.5792 | 2988.9866 | 3292.6985 | 3597.2142 | 3901.7742 | 4206.3014 | 4744.7786 | 5281.8891 | 5819.1022 | 6356.4309 | 6893.8907 | 7452.4636 | 8010.9538 | 8569.6947 | 9128.7108 | 9688.0261 | Number of heat pumps (domestic and I&C)_Number of heat pumps (domestic and I&C)
SEAL SANDS | SALTHOLME | NPgN | NG FES - Consumer Evolution | Number of heat pumps (domestic and I&C) | BSP | 0.64317 | 0.64276 | 0.64192 | 0.69069 | 0.73916 | 0.78759 | 0.8355 | 0.88316 | 0.9306 | 1.0338 | 1.1366 | 1.239 | 1.3412 | 1.4432 | 1.5722 | 1.701 | 1.8298 | 1.9587 | 2.0877 | 2.2726 | 2.4577 | 2.6432 | 2.8292 | 3.0157 | 3.3269 | 3.6391 | 3.9523 | 4.2667 | 4.5824 | 5.0162 | 5.452 | 5.8899 | 6.3301 | 6.7727 | Number of heat pumps (domestic and I&C)_Number of heat pumps (domestic and I&C)
SPADEADAM 33KV | SPADEADAM | NPgN | NG FES - Consumer Evolution | Number of heat pumps (domestic and I&C) | BSP | 14.921 | 16.1655 | 20.1531 | 24.6292 | 26.0552 | 27.3284 | 29.9291 | 31.2624 | 32.5973 | 33.3066 | 34.1495 | 36.628 | 37.8276 | 39.2168 | 49.445 | 57.8217 | 66.4331 | 75.2599 | 84.4192 | 92.2121 | 100.0703 | 108.4755 | 116.895 | 125.326 | 140.7523 | 146.9327 | 153.3297 | 159.8835 | 166.5548 | 173.801 | 179.1245 | 184.528 | 189.998 | 195.5245 | Number of heat pumps (domestic and I&C)_Number of heat pumps (domestic and I&C)
SPENNYMOOR 132/66KV | SPENNYMOOR | NPgN | NG FES - Consumer Evolution | Number of heat pumps (domestic and I&C) | BSP | 484.8677 | 524.2767 | 581.8971 | 646.4792 | 691.371 | 736.1722 | 779.9466 | 824.6062 | 869.2382 | 1008.9638 | 1152.6825 | 1300.7913 | 1444.1021 | 1587.1003 | 2175.5656 | 2765.581 | 3352.5517 | 3940.0612 | 4529.2193 | 5045.5398 | 5563.6726 | 6085.7305 | 6607.7731 | 7130.0335 | 8055.5546 | 8993.8634 | 9931.8347 | 10869.5715 | 11807.1469 | 12764.467 | 13724.5453 | 14684.6238 | 15644.7446 | 16604.9441 | Number of heat pumps (domestic and I&C)_Number of heat pumps (domestic and I&C)
TORONTO | SPENNYMOOR | NPgN | NG FES - Consumer Evolution | Number of heat pumps (domestic and I&C) | BSP | 290.2666 | 312.4137 | 348.63 | 389.8982 | 416.6198 | 443.0959 | 470.5587 | 497.0104 | 523.4438 | 605.2749 | 686.8977 | 771.1254 | 853.1461 | 935.1795 | 1270.5101 | 1602.5974 | 1933.8924 | 2265.7439 | 2598.4321 | 2892.108 | 3186.2762 | 3482.1626 | 3778.0817 | 4074.1355 | 4599.2912 | 5112.4605 | 5625.9176 | 6139.5984 | 6653.4655 | 7181.7942 | 7707.7259 | 8233.8722 | 8760.232 | 9286.8079 | Number of heat pumps (domestic and I&C)_Number of heat pumps (domestic and I&C)
WORMALD GREEN 132/33KV | KNARESBOROUGH | NPgN | NG FES - Consumer Evolution | Number of heat pumps (domestic and I&C) | BSP | 141.1766 | 149.8412 | 166.6868 | 188.3938 | 201.1051 | 213.585 | 228.3329 | 240.8542 | 253.3615 | 284.4727 | 316.942 | 352.5906 | 385.4042 | 418.5519 | 546.2387 | 671.8212 | 797.7051 | 923.839 | 1050.5651 | 1165.3594 | 1280.4208 | 1396.621 | 1512.8648 | 1629.2151 | 1835.1102 | 2029.2502 | 2223.7167 | 2418.4441 | 2613.3931 | 2819.0895 | 3022.4534 | 3226.0528 | 3429.8836 | 3633.9456 | Number of heat pumps (domestic and I&C)_Number of heat pumps (domestic and I&C)
ATTERCLIFFE | WEST MELTON / THORPE MARSH | NPgY | NG FES - Consumer Evolution | Number of heat pumps (domestic and I&C) | BSP | 161.9925 | 173.6571 | 189.4152 | 210.5575 | 222.2103 | 236.9066 | 251.5704 | 264.4645 | 279.006 | 328.7321 | 380.8945 | 432.5311 | 482.3409 | 533.5334 | 732.4529 | 933.5097 | 1134.1871 | 1335.0019 | 1535.4266 | 1712.911 | 1890.8553 | 2068.6275 | 2246.6343 | 2424.1732 | 2738.2078 | 3062.9248 | 3387.5543 | 3712.174 | 4036.8375 | 4370.0976 | 4705.7785 | 5041.6079 | 5377.6124 | 5713.8141 | Number of heat pumps (domestic and I&C)_Number of heat pumps (domestic and I&C)
BARUGH 132/66KV | WEST MELTON SECTION 3 | NPgY | NG FES - Consumer Evolution | Number of heat pumps (domestic and I&C) | BSP | 323.0087 | 348.1563 | 384.5593 | 428.3694 | 454.0687 | 483.9315 | 513.7443 | 540.8307 | 570.4983 | 673.471 | 780.0723 | 886.2437 | 989.2073 | 1094.6307 | 1517.1358 | 1941.9114 | 2366.0517 | 2790.3558 | 3214.0845 | 3586.7517 | 3960.1045 | 4333.205 | 4706.6859 | 5079.452 | 5739.946 | 6415.1981 | 7090.3964 | 7765.6491 | 8441.0313 | 9130.5684 | 9823.5132 | 10516.742 | 11210.2931 | 11904.1987 | Number of heat pumps (domestic and I&C)_Number of heat pumps (domestic and I&C)
BEESTON ROYDS 132/33KV | KIRKSTALL B | NPgY | NG FES - Consumer Evolution | Number of heat pumps (domestic and I&C) | BSP | 316.1775 | 339.0627 | 371.5459 | 413.1287 | 438.2572 | 467.2452 | 496.1704 | 523.6103 | 552.4046 | 652.0381 | 756.3108 | 859.7076 | 958.695 | 1061.4923 | 1463.4072 | 1867.8595 | 2272.2671 | 2677.4579 | 3081.2728 | 3438.152 | 3796.258 | 4153.651 | 4511.8606 | 4868.1838 | 5498.8673 | 6145.4374 | 6791.9524 | 7438.531 | 8085.2562 | 8748.6834 | 9415.7978 | 10083.2397 | 10751.0529 | 11419.2751 | Number of heat pumps (domestic and I&C)_Number of heat pumps (domestic and I&C)
BEVERLEY 132/33KV | CREYKE BECK | NPgY | NG FES - Consumer Evolution | Number of heat pumps (domestic and I&C) | BSP | 358.013 | 384.6329 | 430.7667 | 478.0344 | 516.1034 | 548.3417 | 580.5281 | 615.3689 | 647.6132 | 748.7347 | 845.1797 | 942.3305 | 1044.3902 | 1142.2943 | 1547.507 | 1950.6694 | 2353.9543 | 2756.741 | 3161.1059 | 3519.6891 | 3877.3185 | 4235.8979 | 4593.8937 | 4954.0815 | 5593.2041 | 6217.5163 | 6842.4858 | 7468.0315 | 8094.1056 | 8737.7904 | 9378.7585 | 10020.3044 | 10662.4259 | 11305.1262 | Number of heat pumps (domestic and I&C)_Number of heat pumps (domestic and I&C)
BINGLEY 132/33KV | BRADFORD WEST | NPgY | NG FES - Consumer Evolution | Number of heat pumps (domestic and I&C) | BSP | 216.8 | 233.0294 | 257.7767 | 286.6821 | 305.8891 | 325.7951 | 345.6643 | 365.4089 | 385.2529 | 453.187 | 522.5222 | 591.7162 | 659.1207 | 728.1944 | 1004.7299 | 1281.3087 | 1558.1317 | 1835.3911 | 2112.0281 | 2355.9608 | 2600.4225 | 2844.5599 | 3089.1248 | 3332.7866 | 3764.6512 | 4199.5311 | 4634.5429 | 5069.7155 | 5505.071 | 5951.0267 | 6397.8471 | 6844.9323 | 7292.2988 | 7739.9622 | Number of heat pumps (domestic and I&C)_Number of heat pumps (domestic and I&C)
BLACKBURN MEADOWS B | WEST MELTON / THORPE MARSH | NPgY | NG FES - Consumer Evolution | Number of heat pumps (domestic and I&C) | BSP | 69.8648 | 74.3611 | 80.5094 | 89.2324 | 94.2488 | 100.4969 | 106.7269 | 112.2719 | 118.4583 | 139.5406 | 161.9088 | 184.0795 | 205.0523 | 227.0245 | 309.1017 | 391.9013 | 474.6023 | 557.4534 | 639.9817 | 713.6544 | 787.6249 | 861.4328 | 935.43 | 1008.9979 | 1138.9282 | 1273.5014 | 1408.0454 | 1542.5949 | 1677.1742 | 1816.3404 | 1956.5737 | 2096.8892 | 2237.2999 | 2377.8166 | Number of heat pumps (domestic and I&C)_Number of heat pumps (domestic and I&C)
BLYTON | KEADBY | NPgY | NG FES - Consumer Evolution | Number of heat pumps (domestic and I&C) | BSP | 290.3933 | 313.4661 | 360.081 | 399.3303 | 438.3399 | 464.2605 | 490.1612 | 522.1637 | 548.3165 | 625.07 | 689.6408 | 756.2154 | 833.3705 | 901.6956 | 1210.7119 | 1512.0236 | 1814.1808 | 2115.0893 | 2419.3849 | 2688.5939 | 2955.2558 | 3223.8341 | 3490.9769 | 3762.6844 | 4246.929 | 4686.7381 | 5127.7857 | 5569.7911 | 6012.5741 | 6467.2201 | 6912.8333 | 7359.0997 | 7805.9649 | 8253.3904 | Number of heat pumps (domestic and I&C)_Number of heat pumps (domestic and I&C)
BRADFORD | BRADFORD WEST | NPgY | NG FES - Consumer Evolution | Number of heat pumps (domestic and I&C) | BSP | 299.989 | 319.6867 | 347.4038 | 385.0466 | 408.3014 | 435.0726 | 461.7713 | 486.9837 | 513.5808 | 603.296 | 696.8257 | 789.6946 | 878.7712 | 971.2134 | 1322.3864 | 1675.6467 | 2029.1534 | 2383.4401 | 2736.4081 | 3051.0011 | 3366.6869 | 3681.6907 | 3997.511 | 4311.5023 | 4866.5678 | 5433.8489 | 6001.173 | 6568.638 | 7136.3144 | 7723.0695 | 8312.7798 | 8902.8874 | 9493.4344 | 10084.458 | Number of heat pumps (domestic and I&C)_Number of heat pumps (domestic and I&C)
BRAMHAM | FERRYBRIDGE B | NPgY | NG FES - Consumer Evolution | Number of heat pumps (domestic and I&C) | BSP | 277.6982 | 298.5321 | 337.5351 | 374.248 | 406.754 | 431.5665 | 456.3446 | 484.5086 | 509.4082 | 585.8152 | 655.3334 | 726.0011 | 802.4516 | 874.1357 | 1178.6363 | 1478.46 | 1778.7631 | 2078.472 | 2380.07 | 2647.6675 | 2913.9112 | 3181.2435 | 3447.8456 | 3716.9846 | 4195.3368 | 4647.8732 | 5101.24 | 5555.28 | 6009.8947 | 6477.8826 | 6940.7594 | 7404.1827 | 7868.1289 | 8332.5831 | Number of heat pumps (domestic and I&C)_Number of heat pumps (domestic and I&C)
BRANSHOLME | CREYKE BECK | NPgY | NG FES - Consumer Evolution | Number of heat pumps (domestic and I&C) | BSP | 190.3124 | 206.8939 | 232.6458 | 260.0635 | 278.6338 | 296.894 | 315.138 | 334.2392 | 352.4682 | 416.2091 | 481.0129 | 545.5479 | 609.2763 | 673.7462 | 945.4474 | 1217.7479 | 1490.1207 | 1762.7496 | 2035.0702 | 2272.3349 | 2509.9595 | 2747.4311 | 2985.1218 | 3222.3744 | 3643.6966 | 4068.8632 | 4494.0818 | 4919.3808 | 5344.7805 | 5775.7198 | 6207.6044 | 6639.6354 | 7071.8235 | 7504.1781 | Number of heat pumps (domestic and I&C)_Number of heat pumps (domestic and I&C)
BRIGHOUSE 132/33KV | ELLAND | NPgY | NG FES - Consumer Evolution | Number of heat pumps (domestic and I&C) | BSP | 207.8907 | 221.8244 | 241.4658 | 267.8431 | 284.0131 | 302.7143 | 321.3667 | 338.9627 | 357.5216 | 420.5114 | 486.4324 | 551.8428 | 614.4642 | 679.4798 | 927.5533 | 1177.1699 | 1426.7383 | 1676.7843 | 1925.9773 | 2147.7425 | 2370.2862 | 2592.3967 | 2815.0283 | 3036.5001 | 3428.0563 | 3829.6902 | 4231.3129 | 4633.0024 | 5034.8136 | 5449.3865 | 5866.3369 | 6283.5414 | 6701.031 | 7118.8325 | Number of heat pumps (domestic and I&C)_Number of heat pumps (domestic and I&C)
DONCASTER B/THORPE MARSH | WEST MELTON / THORPE MARSH | NPgY | NG FES - Consumer Evolution | Number of heat pumps (domestic and I&C) | BSP | 634.7319 | 685.2278 | 759.2225 | 844.6602 | 898.3111 | 955.3313 | 1012.2765 | 1065.8902 | 1122.6108 | 1305.2524 | 1483.877 | 1662.927 | 1849.4041 | 2027.8333 | 2768.8878 | 3513.2038 | 4255.0402 | 4994.2436 | 5737.4293 | 6393.1503 | 7046.7261 | 7702.7548 | 8356.8982 | 9017.0213 | 10187.7298 | 11364.1658 | 12540.978 | 13718.225 | 14895.9528 | 16099.2401 | 17304.3024 | 18510.0308 | 19716.4626 | 20923.632 | Number of heat pumps (domestic and I&C)_Number of heat pumps (domestic and I&C)
DONCASTER CENTRAL | WEST MELTON / THORPE MARSH | NPgY | NG FES - Consumer Evolution | Number of heat pumps (domestic and I&C) | BSP | 96.8187 | 103.4634 | 113.0065 | 125.2452 | 133.0658 | 141.5898 | 150.0939 | 158.2102 | 166.6801 | 193.9693 | 221.3581 | 248.7375 | 276.2933 | 303.5318 | 409.7724 | 516.4385 | 622.8798 | 729.1474 | 835.6381 | 930.7111 | 1025.7204 | 1120.886 | 1215.9738 | 1311.4191 | 1480.2666 | 1651.1868 | 1822.1557 | 1993.192 | 2164.31 | 2341.0635 | 2518.3693 | 2695.8045 | 2873.3792 | 3051.1026 | Number of heat pumps (domestic and I&C)_Number of heat pumps (domestic and I&C)
DRIFFIELD/BEVERLEY GROUP | CREYKE BECK | NPgY | NG FES - Consumer Evolution | Number of heat pumps (domestic and I&C) | BSP | 500.7704 | 536.4595 | 608.101 | 672.508 | 736.3395 | 780.1688 | 823.9307 | 876.8615 | 920.9693 | 1046.089 | 1153.6259 | 1263.915 | 1391.4401 | 1504.4901 | 1990.4115 | 2467.7405 | 2946.1715 | 3422.664 | 3904.3888 | 4335.8322 | 4763.5093 | 5194.2013 | 5622.6847 | 6058.3413 | 6832.6852 | 7547.3711 | 8263.871 | 8981.8201 | 9700.9879 | 10447.139 | 11181.3757 | 11916.7474 | 12653.1958 | 13390.684 | Number of heat pumps (domestic and I&C)_Number of heat pumps (domestic and I&C)
FEATHERSTONE | FERRYBRIDGE B | NPgY | NG FES - Consumer Evolution | Number of heat pumps (domestic and I&C) | BSP | 301.6751 | 325.1005 | 359.3329 | 400.3292 | 425.3382 | 453.4003 | 481.4147 | 508.1288 | 536.0494 | 633.8484 | 735.3535 | 836.3426 | 933.5756 | 1033.9912 | 1436.4353 | 1840.4738 | 2244.3893 | 2648.8464 | 3052.2649 | 3406.7967 | 3762.274 | 4117.2166 | 4472.7925 | 4826.9379 | 5454.5372 | 6094.5967 | 6734.64 | 7374.7595 | 8015.0199 | 8668.6656 | 9325.2212 | 9982.0569 | 10639.2065 | 11296.6989 | Number of heat pumps (domestic and I&C)_Number of heat pumps (domestic and I&C)
GIRLINGTON | BRADFORD WEST | NPgY | NG FES - Consumer Evolution | Number of heat pumps (domestic and I&C) | BSP | 182.7707 | 193.8644 | 209.5419 | 231.7886 | 245.7625 | 261.8987 | 277.9839 | 293.1264 | 309.1463 | 362.5849 | 418.7354 | 474.54 | 527.7293 | 583.1604 | 787.7322 | 993.6921 | 1199.6523 | 1406.0096 | 1611.5618 | 1796.022 | 1981.18 | 2165.9318 | 2351.1798 | 2535.3368 | 2860.4218 | 3194.7886 | 3529.1545 | 3863.5928 | 4198.1561 | 4545.8041 | 4895.6628 | 5245.78 | 5596.1866 | 5946.9094 | Number of heat pumps (domestic and I&C)_Number of heat pumps (domestic and I&C)
HALIFAX 132/33KV | ELLAND | NPgY | NG FES - Consumer Evolution | Number of heat pumps (domestic and I&C) | BSP | 89.9419 | 94.6441 | 101.9042 | 112.0847 | 120.2195 | 127.7782 | 135.3088 | 143.6363 | 151.1779 | 174.1361 | 196.7785 | 219.4053 | 242.0991 | 264.8618 | 347.1937 | 429.0729 | 511.3078 | 593.7487 | 676.046 | 751.3741 | 826.8196 | 902.1998 | 977.733 | 1053.0389 | 1185.8933 | 1316.5414 | 1447.3528 | 1578.3209 | 1709.444 | 1848.2124 | 1986.6709 | 2125.3302 | 2264.197 | 2403.2784 | Number of heat pumps (domestic and I&C)_Number of heat pumps (domestic and I&C)
HECKMONDWIKE | SKELTON GRANGE | NPgY | NG FES - Consumer Evolution | Number of heat pumps (domestic and I&C) | BSP | 173.7323 | 186.2574 | 203.7396 | 226.5382 | 239.8526 | 255.7572 | 271.6266 | 286.2599 | 302.0366 | 356.5843 | 413.9363 | 470.7701 | 525.1287 | 581.562 | 801.2277 | 1022.6819 | 1243.9723 | 1465.6283 | 1686.5707 | 1881.9442 | 2077.9863 | 2273.6663 | 2469.7633 | 2664.9052 | 3010.1904 | 3365.8512 | 3721.4448 | 4077.0472 | 4432.7111 | 4797.6181 | 5164.8965 | 5532.3438 | 5899.9868 | 6267.848 | Number of heat pumps (domestic and I&C)_Number of heat pumps (domestic and I&C)
HOLMFIELD | BRADFORD WEST | NPgY | NG FES - Consumer Evolution | Number of heat pumps (domestic and I&C) | BSP | 244.0964 | 262.7111 | 290.0272 | 322.9268 | 343.791 | 366.437 | 389.0421 | 411.3359 | 433.8874 | 511.9085 | 592.7672 | 673.1536 | 750.9764 | 831.0283 | 1151.0548 | 1472.6416 | 1794.2759 | 2116.3874 | 2437.6516 | 2720.4264 | 3003.9754 | 3287.0889 | 3570.7226 | 3853.1888 | 4353.6376 | 4863.9837 | 5374.3259 | 5884.7385 | 6395.2736 | 6917.1814 | 7441.4141 | 7965.8857 | 8490.6243 | 9015.6537 | Number of heat pumps (domestic and I&C)_Number of heat pumps (domestic and I&C)
HULL EAST 132/33KV | SALTEND NORTH | NPgY | NG FES - Consumer Evolution | Number of heat pumps (domestic and I&C) | BSP | 204.3221 | 219.9084 | 245.0094 | 272.3021 | 291.9266 | 310.4714 | 328.9871 | 347.8348 | 366.3285 | 426.2867 | 485.1271 | 544.145 | 604.6261 | 663.6881 | 906.0723 | 1148.3208 | 1390.3237 | 1632.0058 | 1874.3618 | 2088.5795 | 2302.4725 | 2516.79 | 2730.8551 | 2945.9018 | 3327.2869 | 3706.9176 | 4086.7662 | 4466.8293 | 4847.1074 | 5236.7958 | 5626.3249 | 6016.1217 | 6406.1944 | 6796.5515 | Number of heat pumps (domestic and I&C)_Number of heat pumps (domestic and I&C)
HULL SOUTH | CREYKE BECK | NPgY | NG FES - Consumer Evolution | Number of heat pumps (domestic and I&C) | BSP | 284.2312 | 303.1866 | 330.3974 | 366.226 | 389.3382 | 414.6828 | 439.9623 | 464.691 | 489.8947 | 574.0831 | 660.7356 | 746.8732 | 830.4767 | 916.3522 | 1246.3084 | 1577.5083 | 1909.0034 | 2241.1137 | 2572.3029 | 2867.3796 | 3163.263 | 3458.682 | 3754.717 | 4049.4666 | 4570.7871 | 5099.7966 | 5628.929 | 6158.2511 | 6687.8124 | 7234.9629 | 7784.0914 | 8333.614 | 8883.5642 | 9433.9719 | Number of heat pumps (domestic and I&C)_Number of heat pumps (domestic and I&C)
HULL WEST | CREYKE BECK | NPgY | NG FES - Consumer Evolution | Number of heat pumps (domestic and I&C) | BSP | 184.1912 | 198.3508 | 221.1209 | 245.9716 | 263.5139 | 280.4597 | 297.3785 | 314.4172 | 331.3132 | 387.4686 | 443.6755 | 499.8702 | 556.194 | 612.4131 | 841.6985 | 1071.1279 | 1300.4561 | 1529.8398 | 1759.3219 | 1961.6513 | 2164.0437 | 2366.5239 | 2569.0371 | 2771.6979 | 3131.0825 | 3491.0813 | 3851.2276 | 4211.5326 | 4572.006 | 4940.8352 | 5309.9792 | 5679.3474 | 6048.9502 | 6418.7975 | Number of heat pumps (domestic and I&C)_Number of heat pumps (domestic and I&C)
HUMBERSTON | GRIMSBY WEST | NPgY | NG FES - Consumer Evolution | Number of heat pumps (domestic and I&C) | BSP | 107.4126 | 115.3828 | 126.8328 | 141.1551 | 149.6976 | 159.6323 | 169.5469 | 178.7484 | 188.6175 | 222.8931 | 258.923 | 294.6911 | 328.9552 | 364.4864 | 504.0882 | 644.7965 | 785.382 | 926.1699 | 1066.5269 | 1190.3215 | 1314.5182 | 1438.4962 | 1562.724 | 1686.3763 | 1905.2608 | 2130.6771 | 2356.0458 | 2581.4144 | 2806.8155 | 3037.5725 | 3269.8142 | 3502.1522 | 3734.6029 | 3967.1796 | Number of heat pumps (domestic and I&C)_Number of heat pumps (domestic and I&C)
HUNNINGLEY | WEST MELTON SECTION 3 | NPgY | NG FES - Consumer Evolution | Number of heat pumps (domestic and I&C) | BSP | 133.0094 | 143.5809 | 158.1649 | 176.433 | 186.2356 | 198.678 | 211.1 | 222.0271 | 234.3682 | 278.4973 | 325.059 | 371.3241 | 415.3101 | 461.1183 | 643.9205 | 827.9895 | 1011.7437 | 1195.6725 | 1379.0861 | 1539.9566 | 1701.3262 | 1862.4352 | 2023.8311 | 2184.5488 | 2469.2733 | 2763.1516 | 3056.9359 | 3350.6905 | 3644.4591 | 3943.727 | 4245.037 | 4546.4354 | 4847.942 | 5149.5734 | Number of heat pumps (domestic and I&C)_Number of heat pumps (domestic and I&C)
HUNSHELF | WEST MELTON SECTION 3 | NPgY | NG FES - Consumer Evolution | Number of heat pumps (domestic and I&C) | BSP | 158.2642 | 170.9601 | 191.7761 | 213.2934 | 228.9008 | 243.2314 | 257.5456 | 272.0095 | 286.3181 | 332.3217 | 376.2015 | 420.4298 | 466.8041 | 511.1327 | 698.5075 | 885.0345 | 1071.3129 | 1257.1084 | 1443.868 | 1608.4152 | 1772.3676 | 1936.8948 | 2101.0067 | 2266.4901 | 2560.3886 | 2848.7403 | 3137.3439 | 3426.1683 | 3715.1948 | 4010.4796 | 4304.7461 | 4599.2285 | 4893.9252 | 5188.8365 | Number of heat pumps (domestic and I&C)_Number of heat pumps (domestic and I&C)
IMMINGHAM | GRIMSBY WEST | NPgY | NG FES - Consumer Evolution | Number of heat pumps (domestic and I&C) | BSP | 88.9127 | 95.4735 | 108.1075 | 119.6128 | 130.6468 | 138.3579 | 146.059 | 155.2573 | 163.0124 | 184.4637 | 202.3841 | 220.8306 | 242.9922 | 261.9003 | 345.2144 | 427.1726 | 509.1534 | 590.5735 | 673.2306 | 747.2413 | 820.3894 | 894.2534 | 967.5572 | 1042.5939 | 1176.0286 | 1298.8907 | 1422.069 | 1545.4985 | 1669.1379 | 1797.1689 | 1923.081 | 2049.1852 | 2175.4706 | 2301.9303 | Number of heat pumps (domestic and I&C)_Number of heat pumps (domestic and I&C)
KIRKHAW LANE | FERRYBRIDGE B | NPgY | NG FES - Consumer Evolution | Number of heat pumps (domestic and I&C) | BSP | 183.6631 | 198.5862 | 223.3271 | 248.6952 | 267.7415 | 284.7534 | 301.7459 | 320.0241 | 337.0533 | 393.5743 | 448.7361 | 504.183 | 560.7905 | 616.4128 | 850.5208 | 1083.5675 | 1316.7136 | 1549.731 | 1783.1777 | 1988.1039 | 2192.7939 | 2397.7475 | 2602.5796 | 2807.9895 | 3172.8119 | 3532.8408 | 3893.1261 | 4253.6421 | 4614.3739 | 4982.1473 | 5349.081 | 5716.2512 | 6083.6581 | 6451.3034 | Number of heat pumps (domestic and I&C)_Number of heat pumps (domestic and I&C)
KIRKSTALL C 2/5 | KIRKSTALL B | NPgY | NG FES - Consumer Evolution | Number of heat pumps (domestic and I&C) | BSP | 94.232 | 98.5508 | 105.0245 | 115.1174 | 123.0324 | 130.6924 | 138.3191 | 146.4166 | 154.0539 | 176.9246 | 199.327 | 221.7485 | 244.0384 | 266.633 | 344.5893 | 421.739 | 499.3787 | 577.301 | 654.9916 | 727.1107 | 799.3636 | 871.499 | 943.8524 | 1015.8338 | 1142.6092 | 1265.6383 | 1388.8805 | 1512.3207 | 1635.9522 | 1768.5755 | 1900.5907 | 2032.8469 | 2165.3504 | 2298.1085 | Number of heat pumps (domestic and I&C)_Number of heat pumps (domestic and I&C)
KIRKSTALL C/RING ROAD HORSFORTH | KIRKSTALL B | NPgY | NG FES - Consumer Evolution | Number of heat pumps (domestic and I&C) | BSP | 394.6992 | 426.045 | 471.0821 | 525.1906 | 558.2061 | 595.0465 | 631.8294 | 667.7753 | 704.5349 | 834.5466 | 969.2723 | 1103.2112 | 1231.9062 | 1365.5635 | 1906.6712 | 2449.7169 | 2993.7158 | 3539.0504 | 4082.2321 | 4558.0962 | 5035.5208 | 5511.7603 | 5989.2733 | 6463.6761 | 7304.9115 | 8158.2978 | 9011.749 | 9865.3573 | 10719.1883 | 11589.479 | 12462.6913 | 13336.2806 | 14210.2831 | 15084.7302 | Number of heat pumps (domestic and I&C)_Number of heat pumps (domestic and I&C)
LEEDS EAST | SKELTON GRANGE | NPgY | NG FES - Consumer Evolution | Number of heat pumps (domestic and I&C) | BSP | 270.3912 | 290.3628 | 319.3346 | 354.874 | 377.8985 | 402.3593 | 426.7734 | 451.4212 | 475.8198 | 560.0384 | 645.2304 | 730.2338 | 812.5482 | 897.591 | 1238.2573 | 1577.2332 | 1917.1924 | 2258.116 | 2597.8651 | 2897.5816 | 3198.124 | 3498.0096 | 3798.682 | 4097.5633 | 4627.5437 | 5154.6323 | 5682.0411 | 6209.7631 | 6737.798 | 7279.5204 | 7820.9374 | 8362.7434 | 8904.9496 | 9447.5683 | Number of heat pumps (domestic and I&C)_Number of heat pumps (domestic and I&C)
LEEDS NORTH | SKELTON GRANGE | NPgY | NG FES - Consumer Evolution | Number of heat pumps (domestic and I&C) | BSP | 234.4377 | 249.7922 | 270.9307 | 299.7967 | 317.7911 | 338.0584 | 358.273 | 377.5326 | 397.7154 | 465.1007 | 532.4867 | 599.7317 | 665.072 | 732.5606 | 993.4396 | 1252.5483 | 1512.8362 | 1774.0473 | 2034.2452 | 2266.3771 | 2499.1054 | 2731.2656 | 2964.1459 | 3195.4474 | 3605.0457 | 4007.9644 | 4411.2835 | 4814.9735 | 5219.0202 | 5638.0532 | 6056.0007 | 6474.3784 | 6893.1947 | 7312.4599 | Number of heat pumps (domestic and I&C)_Number of heat pumps (domestic and I&C)
LINDLEY | ELLAND | NPgY | NG FES - Consumer Evolution | Number of heat pumps (domestic and I&C) | BSP | 264.1037 | 283.0126 | 310.9773 | 345.3645 | 367.3662 | 391.2521 | 415.0872 | 437.9314 | 461.6896 | 541.678 | 623.5462 | 705.1351 | 784.9127 | 866.164 | 1185.7502 | 1506.3544 | 1826.8385 | 2147.574 | 2467.8812 | 2751.726 | 3036.0567 | 3320.2011 | 3604.6772 | 3888.5881 | 4391.2535 | 4900.8984 | 5410.64 | 5920.5365 | 6430.6308 | 6954.961 | 7481.058 | 8007.4787 | 8534.2507 | 9061.3985 | Number of heat pumps (domestic and I&C)_Number of heat pumps (domestic and I&C)
LOW ROAD | SKELTON GRANGE | NPgY | NG FES - Consumer Evolution | Number of heat pumps (domestic and I&C) | BSP | 198.7318 | 210.776 | 227.2491 | 251.041 | 265.8318 | 282.8959 | 299.9074 | 315.7693 | 332.6812 | 387.9073 | 443.9455 | 499.6559 | 553.7377 | 609.3524 | 816.9119 | 1024.1235 | 1231.6422 | 1439.6585 | 1647.1284 | 1833.9284 | 2021.1979 | 2208.1933 | 2395.6048 | 2582.219 | 2911.9704 | 3242.1502 | 3572.545 | 3903.1716 | 4234.0459 | 4579.1407 | 4924.6151 | 5270.4397 | 5616.6332 | 5963.2138 | Number of heat pumps (domestic and I&C)_Number of heat pumps (domestic and I&C)
MALLARD WAY | WEST MELTON / THORPE MARSH | NPgY | NG FES - Consumer Evolution | Number of heat pumps (domestic and I&C) | BSP | 105.739 | 112.5067 | 122.458 | 135.5889 | 144.4807 | 153.8767 | 163.2465 | 172.7254 | 182.0748 | 213.2486 | 245.3383 | 277.2926 | 308.1215 | 339.9755 | 460.9101 | 581.9026 | 703.0304 | 824.4228 | 945.421 | 1053.5784 | 1162.0786 | 1270.3757 | 1378.9358 | 1486.9362 | 1677.8836 | 1871.0832 | 2064.3474 | 2257.6975 | 2451.1501 | 2651.618 | 2852.7028 | 3053.9488 | 3255.3681 | 3456.9718 | Number of heat pumps (domestic and I&C)_Number of heat pumps (domestic and I&C)
MENSTON | BRADFORD WEST | NPgY | NG FES - Consumer Evolution | Number of heat pumps (domestic and I&C) | BSP | 199.7451 | 214.5966 | 237.5702 | 263.9949 | 281.9115 | 300.0482 | 318.152 | 336.1009 | 354.1935 | 414.8442 | 475.7778 | 536.7417 | 597.1623 | 658.0925 | 903.1257 | 1148.0412 | 1393.1182 | 1638.3377 | 1883.4078 | 2099.9014 | 2316.5583 | 2533.1601 | 2749.9427 | 2966.5 | 3350.3735 | 3734.5419 | 4118.8875 | 4503.4208 | 4888.1518 | 5282.7729 | 5677.6722 | 6072.8349 | 6468.2728 | 6863.9974 | Number of heat pumps (domestic and I&C)_Number of heat pumps (domestic and I&C)
MOSS ROAD | GRIMSBY WEST | NPgY | NG FES - Consumer Evolution | Number of heat pumps (domestic and I&C) | BSP | 98.2622 | 103.8806 | 111.8918 | 123.5153 | 131.2806 | 139.7995 | 148.2891 | 156.5581 | 165.0154 | 192.0794 | 220.1397 | 247.9724 | 275.0767 | 302.807 | 403.7564 | 505.6407 | 607.5628 | 709.6572 | 811.4723 | 903.5538 | 995.9039 | 1088.1254 | 1180.5395 | 1272.5882 | 1434.9276 | 1601.2604 | 1767.6194 | 1934.0383 | 2100.5418 | 2274.6144 | 2449.6755 | 2624.8932 | 2800.2834 | 2975.8601 | Number of heat pumps (domestic and I&C)_Number of heat pumps (domestic and I&C)
OSGODBY 1/2 | DRAX | NPgY | NG FES - Consumer Evolution | Number of heat pumps (domestic and I&C) | BSP | 0 | 0 | 0 | 0 | 0 | 0 | 0 | 0 | 0 | 0 | 0 | 0 | 0 | 0 | 0 | 0 | 0 | 0 | 0 | 0 | 0 | 0 | 0 | 0 | 0 | 0 | 0 | 0 | 0 | 0 | 0 | 0 | 0 | 0 | Number of heat pumps (domestic and I&C)_Number of heat pumps (domestic and I&C)
OSGODBY 3/4 | DRAX | NPgY | NG FES - Consumer Evolution | Number of heat pumps (domestic and I&C) | BSP | 269.7122 | 291.9315 | 334.5712 | 371.8448 | 405.8215 | 430.3683 | 454.8982 | 483.6896 | 508.3881 | 585.101 | 653.1607 | 722.5832 | 798.9258 | 869.6069 | 1184.2089 | 1492.6075 | 1801.6355 | 2109.9921 | 2420.6086 | 2693.7509 | 2965.2068 | 3237.9375 | 3509.7596 | 3784.5784 | 4274.1164 | 4730.2954 | 5187.4371 | 5645.331 | 6103.842 | 6572.1611 | 7033.7277 | 7495.8204 | 7958.3989 | 8421.4347 | Number of heat pumps (domestic and I&C)_Number of heat pumps (domestic and I&C)
RODLEY | SKELTON GRANGE | NPgY | NG FES - Consumer Evolution | Number of heat pumps (domestic and I&C) | BSP | 279.0329 | 299.894 | 329.0356 | 366.3046 | 387.5972 | 413.3902 | 439.1315 | 462.7252 | 488.3484 | 579.1171 | 674.7401 | 769.719 | 859.6039 | 953.9143 | 1324.5981 | 1697.1685 | 2069.723 | 2443.0744 | 2814.8814 | 3142.3019 | 3470.9978 | 3798.8687 | 4127.6259 | 4454.2322 | 5032.5718 | 5626.1261 | 6219.5964 | 6813.0939 | 7406.6956 | 8014.0055 | 8624.8026 | 9235.86 | 9847.2166 | 10458.9053 | Number of heat pumps (domestic and I&C)_Number of heat pumps (domestic and I&C)
SAINT ANDREWS ROAD 132/33KV | SKELTON GRANGE | NPgY | NG FES - Consumer Evolution | Number of heat pumps (domestic and I&C) | BSP | 210.452 | 224.622 | 244.8997 | 271.7219 | 288.5005 | 307.5318 | 326.5139 | 344.7269 | 363.6433 | 428.1232 | 495.7542 | 562.9234 | 627.0972 | 693.8789 | 949.0653 | 1205.8661 | 1462.701 | 1720.0501 | 1976.4282 | 2204.3446 | 2433.0991 | 2661.3522 | 2890.1881 | 3117.6927 | 3519.9496 | 3932.8303 | 4345.6903 | 4758.6108 | 5171.6494 | 5597.522 | 6025.8888 | 6454.5086 | 6883.4131 | 7312.6301 | Number of heat pumps (domestic and I&C)_Number of heat pumps (domestic and I&C)
SALTEND 132/33KV | SALTEND NORTH | NPgY | NG FES - Consumer Evolution | Number of heat pumps (domestic and I&C) | BSP | 0.65089 | 0.66071 | 0.67849 | 0.73182 | 0.78242 | 0.82986 | 0.87693 | 0.92517 | 0.97202 | 1.0842 | 1.1936 | 1.3032 | 1.4157 | 1.5256 | 1.7674 | 2.0083 | 2.2493 | 2.49 | 2.7319 | 2.9985 | 3.2648 | 3.5321 | 3.7995 | 4.0688 | 4.5317 | 4.9878 | 5.4452 | 5.9041 | 6.3644 | 6.9186 | 7.4731 | 8.0298 | 8.5888 | 9.1502 | Number of heat pumps (domestic and I&C)_Number of heat pumps (domestic and I&C)
SANTON | KEADBY | NPgY | NG FES - Consumer Evolution | Number of heat pumps (domestic and I&C) | BSP | 193.9073 | 208.6853 | 236.5835 | 262.2806 | 285.7018 | 302.9259 | 320.1293 | 340.0736 | 357.3766 | 408.3498 | 453.369 | 499.3481 | 551.3059 | 598.1004 | 801.2206 | 1001.5737 | 1202.0477 | 1401.6799 | 1603.2996 | 1782.4155 | 1960.1498 | 2139.0351 | 2317.0538 | 2497.831 | 2819.242 | 3121.6726 | 3424.6973 | 3728.1999 | 4032.1069 | 4344.9086 | 4653.9326 | 4963.334 | 5273.0942 | 5583.2014 | Number of heat pumps (domestic and I&C)_Number of heat pumps (domestic and I&C)
SCUNTHORPE NORTH | KEADBY | NPgY | NG FES - Consumer Evolution | Number of heat pumps (domestic and I&C) | BSP | 114.822 | 122.2001 | 133.364 | 147.505 | 157.2867 | 167.2911 | 177.2689 | 187.0422 | 196.9909 | 228.1699 | 259.2597 | 290.3409 | 321.9035 | 352.9269 | 471.7945 | 591.2249 | 710.4982 | 829.6155 | 948.9904 | 1056.2762 | 1163.4718 | 1270.8488 | 1378.1471 | 1485.8519 | 1676.2269 | 1868.117 | 2060.0939 | 2252.1749 | 2444.3736 | 2644.0673 | 2844.2323 | 3044.5744 | 3245.1053 | 3445.836 | Number of heat pumps (domestic and I&C)_Number of heat pumps (domestic and I&C)
SCUNTHORPE SOUTH | KEADBY | NPgY | NG FES - Consumer Evolution | Number of heat pumps (domestic and I&C) | BSP | 146.2311 | 158.4098 | 176.6421 | 197.2005 | 209.8373 | 223.6486 | 237.443 | 250.4648 | 264.2048 | 311.9828 | 361.2247 | 410.1988 | 458.2254 | 507.0024 | 707.7092 | 909.8219 | 1111.7437 | 1313.7702 | 1515.5678 | 1692.0517 | 1868.8177 | 2045.4831 | 2222.298 | 2398.8285 | 2711.9352 | 3031.4652 | 3350.9643 | 3670.4782 | 3990.0384 | 4314.7303 | 4640.8891 | 4967.1523 | 5293.5348 | 5620.0491 | Number of heat pumps (domestic and I&C)_Number of heat pumps (domestic and I&C)
SILSDEN | BRADFORD WEST | NPgY | NG FES - Consumer Evolution | Number of heat pumps (domestic and I&C) | BSP | 349.1657 | 373.2993 | 412.1653 | 456.6506 | 488.4047 | 519.2735 | 550.0752 | 580.4011 | 611.1383 | 710.4311 | 807.8275 | 905.4736 | 1003.9648 | 1101.5966 | 1488.0952 | 1872.7586 | 2257.3254 | 2641.76 | 3026.8683 | 3370.247 | 3713.3116 | 4056.8207 | 4400.2034 | 4744.5171 | 5354.4956 | 5956.9804 | 6559.9801 | 7163.4646 | 7767.4207 | 8391.5337 | 9014.504 | 9638.0494 | 10262.183 | 10886.92 | Number of heat pumps (domestic and I&C)_Number of heat pumps (domestic and I&C)
SOWERBY BRIDGE 132/33KV | ELLAND | NPgY | NG FES - Consumer Evolution | Number of heat pumps (domestic and I&C) | BSP | 221.8421 | 236.6069 | 260.1752 | 287.8946 | 308.1863 | 327.5802 | 346.9279 | 366.4387 | 385.7572 | 446.6803 | 506.1139 | 565.707 | 626.5434 | 686.2283 | 920.3772 | 1153.7596 | 1387.2087 | 1620.512 | 1854.3402 | 2063.77 | 2272.932 | 2482.4365 | 2691.8137 | 2901.9303 | 3273.9275 | 3641.127 | 4008.6623 | 4376.5149 | 4744.6774 | 5126.5362 | 5507.6761 | 5889.1991 | 6271.1149 | 6653.4345 | Number of heat pumps (domestic and I&C)_Number of heat pumps (domestic and I&C)
STAYGATE | SKELTON GRANGE | NPgY | NG FES - Consumer Evolution | Number of heat pumps (domestic and I&C) | BSP | 224.4624 | 240.9897 | 263.9109 | 293.6729 | 310.559 | 331.2273 | 351.8521 | 370.557 | 391.05 | 462.7919 | 538.4775 | 613.5259 | 684.9143 | 759.3469 | 1050.2095 | 1343.2372 | 1635.9643 | 1929.1597 | 2221.3677 | 2479.2451 | 2738.0436 | 2996.3365 | 3255.1954 | 3512.7298 | 3968.5258 | 4438.5938 | 4908.5504 | 5378.4989 | 5848.5106 | 6329.9192 | 6814.5641 | 7299.4101 | 7784.4921 | 8269.8397 | Number of heat pumps (domestic and I&C)_Number of heat pumps (domestic and I&C)
THORNHILL 132KV | ELLAND | NPgY | NG FES - Consumer Evolution | Number of heat pumps (domestic and I&C) | BSP | 365.8145 | 391.63 | 429.2345 | 476.6452 | 506.1635 | 539.2688 | 572.2994 | 603.3346 | 636.2155 | 747.3325 | 862.1978 | 976.4438 | 1087.3757 | 1201.0083 | 1643.682 | 2088.771 | 2533.5231 | 2978.6871 | 3423.0391 | 3817.1649 | 4212.1623 | 4606.7877 | 5001.9666 | 5396.0898 | 6093.5178 | 6805.3955 | 7517.305 | 8229.3594 | 8941.6392 | 9674.2424 | 10410.3044 | 11146.7925 | 11883.7529 | 12621.2262 | Number of heat pumps (domestic and I&C)_Number of heat pumps (domestic and I&C)
WAKEFIELD MONCKTON ROAD | WEST MELTON SECTION 3 | NPgY | NG FES - Consumer Evolution | Number of heat pumps (domestic and I&C) | BSP | 204.8337 | 218.993 | 238.9967 | 265.2133 | 281.0892 | 299.4599 | 317.7866 | 334.9522 | 353.205 | 415.8796 | 480.6343 | 545.099 | 606.793 | 670.9634 | 919.3854 | 1167.9816 | 1416.8004 | 1666.1701 | 1914.6693 | 2135.1777 | 2356.3855 | 2577.1321 | 2798.4332 | 3018.4886 | 3407.971 | 3802.3132 | 4196.753 | 4591.333 | 4986.0849 | 5392.7382 | 5800.6618 | 6208.8593 | 6617.3526 | 7026.1612 | Number of heat pumps (domestic and I&C)_Number of heat pumps (domestic and I&C)
WAKEFIELD NORTH | SKELTON GRANGE | NPgY | NG FES - Consumer Evolution | Number of heat pumps (domestic and I&C) | BSP | 302.1896 | 326.6021 | 361.0258 | 403.0224 | 426.657 | 455.2478 | 483.7944 | 510.0715 | 538.4751 | 640.9825 | 749.2414 | 856.6425 | 958.3016 | 1064.863 | 1492.9412 | 1923.5451 | 2353.8904 | 2785.063 | 3214.5902 | 3590.5326 | 3967.9002 | 4344.3884 | 4721.7902 | 5096.9215 | 5761.7867 | 6445.8008 | 7129.6356 | 7813.4254 | 8497.2617 | 9193.022 | 9893.0683 | 10593.3175 | 11293.8113 | 11994.5842 | Number of heat pumps (domestic and I&C)_Number of heat pumps (domestic and I&C)
WEST MELTON | WEST MELTON SECTION 3 | NPgY | NG FES - Consumer Evolution | Number of heat pumps (domestic and I&C) | BSP | 546.1817 | 590.8164 | 654.4552 | 729.9721 | 774.1454 | 824.9117 | 875.6101 | 922.9053 | 973.3887 | 1148.3432 | 1327.8455 | 1506.7368 | 1682.4394 | 1860.0776 | 2586.4656 | 3316.6894 | 4045.5848 | 4774.1744 | 5502.6578 | 6141.2765 | 6780.5012 | 7419.7952 | 8059.2558 | 8698.7719 | 9832.7266 | 10989.9042 | 12146.9927 | 13304.1595 | 14461.5202 | 15639.331 | 16822.48 | 18006.048 | 19190.0919 | 20374.6595 | Number of heat pumps (domestic and I&C)_Number of heat pumps (domestic and I&C)
WHINMOOR | FERRYBRIDGE B | NPgY | NG FES - Consumer Evolution | Number of heat pumps (domestic and I&C) | BSP | 274.2745 | 296.5351 | 329.2703 | 367.33 | 391.2067 | 416.9994 | 442.7559 | 468.4238 | 494.1597 | 585.331 | 679.4444 | 773.1693 | 863.5282 | 956.959 | 1338.2762 | 1720.3074 | 2102.7386 | 2485.9019 | 2867.8513 | 3202.0753 | 3537.2564 | 3871.7768 | 4207.0297 | 4540.534 | 5132.1276 | 5731.5117 | 6330.9479 | 6930.4953 | 7530.1956 | 8140.5612 | 8752.8071 | 9365.3038 | 9978.0744 | 10591.1387 | Number of heat pumps (domestic and I&C)_Number of heat pumps (domestic and I&C)
WOLD NEWTON | KEADBY | NPgY | NG FES - Consumer Evolution | Number of heat pumps (domestic and I&C) | BSP | 331.8831 | 357.5795 | 417.2192 | 461.4055 | 514.7626 | 543.8491 | 572.9185 | 613.8375 | 643.4057 | 721.9763 | 779.2148 | 839.8863 | 919.3146 | 983.3569 | 1293.2534 | 1589.8273 | 1888.3219 | 2184.9073 | 2487.0506 | 2756.3611 | 3021.3552 | 3289.4608 | 3555.1855 | 3828.345 | 4316.6257 | 4725.7149 | 5136.8682 | 5549.5807 | 5963.5262 | 6392.0792 | 6804.3797 | 7217.6534 | 7631.7966 | 8046.7342 | Number of heat pumps (domestic and I&C)_Number of heat pumps (domestic and I&C)
YARBOROUGH ROAD 132/33KV | GRIMSBY WEST | NPgY | NG FES - Consumer Evolution | Number of heat pumps (domestic and I&C) | BSP | 178.1832 | 192.0882 | 214.8055 | 238.9901 | 256.5319 | 272.9373 | 289.3189 | 306.1013 | 322.4721 | 376.2943 | 429.6211 | 482.9745 | 537.1355 | 590.6299 | 811.2353 | 1031.9725 | 1252.667 | 1473.3239 | 1694.2582 | 1888.8899 | 2083.4356 | 2278.1684 | 2472.8417 | 2667.9123 | 3013.9757 | 3359.1506 | 3704.4977 | 4050.0176 | 4395.7131 | 4749.1443 | 5102.5634 | 5456.2027 | 5810.0694 | 6164.171 | Number of heat pumps (domestic and I&C)_Number of heat pumps (domestic and I&C)

## CR_Gross peak demand (MW)
Bulk Supply Point Name | Grid Supply Point Connected to | Licence area | Scenario name | Output parameter_Unit | Substation Type in Forecasting Model | 2017 | 2018 | 2019 | 2020 | 2021 | 2022 | 2023 | 2024 | 2025 | 2026 | 2027 | 2028 | 2029 | 2030 | 2031 | 2032 | 2033 | 2034 | 2035 | 2036 | 2037 | 2038 | 2039 | 2040 | 2041 | 2042 | 2043 | 2044 | 2045 | 2046 | 2047 | 2048 | 2049 | 2050 | Output parameter_Output
ANNFIELD | STELLA SOUTH | NPgN | NG FES - Community Renewables | Total peak demand (MW) | BSP | 62.473 | 66.3179 | 65.4046 | 64.4973 | 64.0468 | 63.652 | 63.5325 | 63.7262 | 63.4896 | 63.8102 | 64.3471 | 66.2573 | 67.4282 | 69.2029 | 71.5862 | 74.1725 | 77.2166 | 80.3964 | 83.5632 | 86.6335 | 89.2573 | 91.4251 | 93.5767 | 95.6278 | 97.2179 | 98.9375 | 100.3051 | 101.7162 | 103.1456 | 104.2804 | 105.3806 | 106.4153 | 107.5729 | 108.6118 | Total peak demand (MW)_Total peak demand (MW)
BARRACK ROAD | STELLA NORTH | NPgN | NG FES - Community Renewables | Total peak demand (MW) | BSP | 76.793 | 79.0214 | 77.6736 | 76.8463 | 76.3691 | 75.8252 | 75.5463 | 75.7058 | 75.171 | 74.6181 | 74.3248 | 74.4636 | 74.1043 | 73.8938 | 74.2442 | 74.4807 | 75.1022 | 75.6359 | 76.149 | 76.8119 | 77.3871 | 77.7242 | 78.217 | 78.6888 | 78.9813 | 79.5035 | 79.7735 | 80.1159 | 80.4642 | 80.9318 | 81.2664 | 81.5845 | 82.0823 | 82.4184 | Total peak demand (MW)_Total peak demand (MW)
BLUCHER | STELLA NORTH | NPgN | NG FES - Community Renewables | Total peak demand (MW) | BSP | 55.2429 | 54.9305 | 54.0871 | 53.1248 | 52.5647 | 52.117 | 51.9072 | 51.9533 | 51.6367 | 51.76 | 52.1717 | 54.0154 | 55.0738 | 56.7359 | 58.8668 | 61.2229 | 63.938 | 66.8293 | 69.6894 | 72.4422 | 74.8011 | 76.7596 | 78.6876 | 80.5328 | 81.9075 | 83.3849 | 84.6904 | 85.9935 | 87.3973 | 88.3539 | 89.3164 | 90.2166 | 91.2088 | 92.123 | Total peak demand (MW)_Total peak demand (MW)
BOWESFIELD | NORTON | NPgN | NG FES - Community Renewables | Total peak demand (MW) | BSP | 87.7475 | 87.9885 | 86.6629 | 85.2735 | 84.5055 | 83.8458 | 83.5407 | 83.6716 | 83.1739 | 83.3577 | 83.9408 | 86.5309 | 87.986 | 90.283 | 93.3404 | 96.669 | 100.5602 | 104.668 | 108.7344 | 112.6708 | 116.0157 | 118.779 | 121.5283 | 124.1225 | 126.0325 | 128.183 | 130.0046 | 131.8669 | 133.8328 | 135.2752 | 136.6988 | 138.0347 | 139.5298 | 140.8869 | Total peak demand (MW)_Total peak demand (MW)
CHIRTON GRANGE | TYNEMOUTH | NPgN | NG FES - Community Renewables | Total peak demand (MW) | BSP | 55.1523 | 54.904 | 54.0441 | 53.1136 | 52.5533 | 52.0971 | 51.8848 | 51.9518 | 51.6615 | 51.6355 | 51.9364 | 53.583 | 54.5495 | 56.1102 | 58.157 | 60.4433 | 63.1216 | 65.9619 | 68.783 | 71.5462 | 73.8799 | 75.7889 | 77.664 | 79.4563 | 80.7718 | 82.1704 | 83.3556 | 84.5349 | 85.7487 | 86.7051 | 87.6282 | 88.4899 | 89.4503 | 90.3033 | Total peak demand (MW)_Total peak demand (MW)
COALBURNS | STELLA SOUTH | NPgN | NG FES - Community Renewables | Total peak demand (MW) | BSP | 63.168 | 63.347 | 62.4209 | 61.6422 | 61.2793 | 60.8897 | 60.7269 | 60.9018 | 60.547 | 60.6336 | 60.9957 | 62.3375 | 63.0098 | 64.0723 | 65.6621 | 67.2994 | 69.3456 | 71.4408 | 73.5237 | 75.5348 | 77.2233 | 78.5768 | 79.9754 | 81.2013 | 81.8801 | 82.8885 | 83.4845 | 84.2572 | 84.9449 | 85.6544 | 86.3126 | 86.9266 | 87.6686 | 88.2979 | Total peak demand (MW)_Total peak demand (MW)
DARLINGTON CENTRAL | NORTON | NPgN | NG FES - Community Renewables | Total peak demand (MW) | BSP | 42.2241 | 50.9233 | 50.2164 | 49.7181 | 49.4437 | 49.1479 | 49.0001 | 49.0744 | 48.7813 | 48.6026 | 48.5201 | 48.8461 | 48.8136 | 48.9298 | 49.3623 | 49.7629 | 50.3733 | 50.9667 | 51.5445 | 52.1725 | 52.7242 | 53.1289 | 53.6041 | 54.0516 | 54.4116 | 54.8986 | 55.2724 | 55.665 | 56.1096 | 56.475 | 56.7917 | 57.0933 | 57.4881 | 57.8075 | Total peak demand (MW)_Total peak demand (MW)
DARLINGTON NORTH | NORTON | NPgN | NG FES - Community Renewables | Total peak demand (MW) | BSP | 64.849 | 67.7099 | 66.6224 | 65.8522 | 65.4403 | 64.9955 | 64.7881 | 64.9093 | 64.4801 | 64.3396 | 64.3151 | 64.9379 | 64.9931 | 65.2813 | 66.0592 | 66.7821 | 67.8006 | 68.8018 | 69.7671 | 70.7698 | 71.6717 | 72.357 | 73.1527 | 73.9117 | 74.5496 | 75.37 | 76.0614 | 76.7591 | 77.5946 | 78.1316 | 78.6141 | 79.0726 | 79.6717 | 80.17 | Total peak demand (MW)_Total peak demand (MW)
DUNSTON | STELLA NORTH | NPgN | NG FES - Community Renewables | Total peak demand (MW) | BSP | 102.5092 | 103.1923 | 101.563 | 100.076 | 99.2389 | 98.4841 | 98.1607 | 98.3613 | 97.8221 | 97.8333 | 98.3115 | 100.697 | 101.9749 | 104.0694 | 107.0656 | 110.3059 | 114.1894 | 118.25 | 122.262 | 126.2438 | 129.6363 | 132.3923 | 135.1762 | 137.8446 | 139.8559 | 142.0848 | 143.9196 | 145.7915 | 147.74 | 149.2916 | 150.764 | 152.1498 | 153.7417 | 155.1396 | Total peak demand (MW)_Total peak demand (MW)
FLATWORTH | TYNEMOUTH | NPgN | NG FES - Community Renewables | Total peak demand (MW) | BSP | 36.7768 | 38.4188 | 37.8258 | 37.3251 | 37.0588 | 36.8045 | 36.7186 | 36.8188 | 36.6678 | 36.7862 | 37.0292 | 37.8982 | 38.4095 | 39.1961 | 40.3281 | 41.5372 | 42.9536 | 44.4325 | 45.8799 | 47.3065 | 48.5259 | 49.5257 | 50.5436 | 51.5246 | 52.309 | 53.1587 | 53.9132 | 54.6492 | 55.459 | 55.999 | 56.5142 | 56.9996 | 57.5623 | 58.0584 | Total peak demand (MW)_Total peak demand (MW)
GOSFORTH | TYNEMOUTH | NPgN | NG FES - Community Renewables | Total peak demand (MW) | BSP | 75.9596 | 76.072 | 74.8597 | 73.8061 | 73.223 | 72.696 | 72.4876 | 72.6839 | 72.3283 | 72.3587 | 72.7316 | 74.4169 | 75.3611 | 76.8894 | 79.0984 | 81.4848 | 84.3562 | 87.342 | 90.2952 | 93.2018 | 95.6771 | 97.6694 | 99.6854 | 101.6186 | 103.0531 | 104.6345 | 105.9682 | 107.2936 | 108.6924 | 109.7337 | 110.7049 | 111.6131 | 112.6763 | 113.5887 | Total peak demand (MW)_Total peak demand (MW)
HARROGATE 132/33KV | KNARESBOROUGH | NPgN | NG FES - Community Renewables | Total peak demand (MW) | BSP | 56.9781 | 58.6759 | 57.7991 | 57.1001 | 56.72 | 56.3579 | 56.2172 | 56.3853 | 56.1142 | 55.9684 | 56.0873 | 57.0366 | 57.525 | 58.4002 | 59.7779 | 61.2712 | 63.1469 | 65.0763 | 66.9936 | 68.9157 | 70.5218 | 71.7736 | 73.0535 | 74.2695 | 75.1245 | 76.0953 | 76.8483 | 77.604 | 78.3574 | 79.0257 | 79.6089 | 80.1503 | 80.813 | 81.3429 | Total peak demand (MW)_Total peak demand (MW)
HUSTHWAITE | KNARESBOROUGH | NPgN | NG FES - Community Renewables | Total peak demand (MW) | BSP | 23.8888 | 25.0924 | 24.7679 | 24.4215 | 24.2573 | 24.0888 | 23.9981 | 24.0205 | 23.8382 | 23.9076 | 24.0848 | 24.7785 | 25.1127 | 25.631 | 26.332 | 27.0538 | 27.9211 | 28.8289 | 29.7297 | 30.5896 | 31.3116 | 31.9138 | 32.526 | 33.0557 | 33.3509 | 33.8105 | 34.0925 | 34.4757 | 34.827 | 35.1809 | 35.5382 | 35.8759 | 36.2562 | 36.6088 | Total peak demand (MW)_Total peak demand (MW)
LEEMING BAR_SKEEBY | NORTON | NPgN | NG FES - Community Renewables | Total peak demand (MW) | BSP | 76.1855 | 76.1822 | 75.2304 | 73.8839 | 73.2287 | 72.6237 | 72.2818 | 72.2538 | 71.6261 | 72.1957 | 73.2063 | 76.5701 | 78.4113 | 81.0921 | 84.3669 | 87.8225 | 91.7552 | 95.9552 | 100.1164 | 104.0447 | 107.3699 | 110.2353 | 113.0655 | 115.5301 | 116.9866 | 119.0773 | 120.4887 | 122.3262 | 124.0483 | 125.6527 | 127.3511 | 128.9613 | 130.6853 | 132.3629 | Total peak demand (MW)_Total peak demand (MW)
LINTON | BLYTH 132kV | NPgN | NG FES - Community Renewables | Total peak demand (MW) | BSP | 49.274 | 51.1959 | 50.7855 | 50.2966 | 50.2953 | 50.2406 | 50.3167 | 50.701 | 50.6426 | 51.6349 | 52.9244 | 55.489 | 57.3494 | 59.7606 | 62.7797 | 65.9471 | 69.6031 | 73.3819 | 77.1777 | 80.6757 | 83.5247 | 85.9225 | 88.2718 | 90.3572 | 91.4955 | 93.106 | 94.1286 | 95.4601 | 96.5557 | 97.695 | 98.8248 | 99.886 | 101.047 | 102.1119 | Total peak demand (MW)_Total peak demand (MW)
MALTON GRID | OSBALDWICK | NPgN | NG FES - Community Renewables | Total peak demand (MW) | BSP | 75.565 | 78.8723 | 77.845 | 76.8367 | 76.4015 | 75.9805 | 75.8366 | 76.0798 | 75.7203 | 76.1942 | 76.9931 | 79.3827 | 80.8114 | 82.8954 | 85.7056 | 88.6852 | 92.176 | 95.8157 | 99.4261 | 102.9059 | 105.857 | 108.322 | 110.7929 | 113.0526 | 114.6238 | 116.5557 | 117.9822 | 119.5972 | 121.1651 | 122.5249 | 123.8614 | 125.1253 | 126.5398 | 127.829 | Total peak demand (MW)_Total peak demand (MW)
MELROSEGATE | OSBALDWICK | NPgN | NG FES - Community Renewables | Total peak demand (MW) | BSP | 126.3036 | 133.0234 | 131.1024 | 129.3554 | 128.3975 | 127.5512 | 127.1923 | 127.4883 | 126.8295 | 126.7546 | 127.2715 | 130.1061 | 131.6336 | 134.1808 | 137.8408 | 141.8232 | 146.6374 | 151.6553 | 156.6343 | 161.5518 | 165.7267 | 169.0922 | 172.4825 | 175.7156 | 178.1051 | 180.7625 | 182.955 | 185.1635 | 187.452 | 189.2768 | 190.9862 | 192.5876 | 194.4419 | 196.0444 | Total peak demand (MW)_Total peak demand (MW)
NORTH TEES | NORTON | NPgN | NG FES - Community Renewables | Total peak demand (MW) | BSP | 146.0911 | 150.5312 | 147.9954 | 146.5056 | 145.7157 | 144.7798 | 144.3669 | 144.7888 | 143.9111 | 143.2289 | 142.8036 | 143.1484 | 142.6196 | 142.3881 | 143.2943 | 143.9865 | 145.4218 | 146.6739 | 147.8886 | 149.3232 | 150.6021 | 151.411 | 152.5173 | 153.5807 | 154.4753 | 155.7482 | 156.6453 | 157.5556 | 158.6121 | 159.5172 | 160.1777 | 160.8045 | 161.7784 | 162.4479 | Total peak demand (MW)_Total peak demand (MW)
POTTER HOUSE | SPENNYMOOR | NPgN | NG FES - Community Renewables | Total peak demand (MW) | BSP | 78.341 | 80.5445 | 79.3613 | 78.3764 | 77.9154 | 77.4566 | 77.3376 | 77.6181 | 77.3227 | 77.6225 | 78.1217 | 79.9169 | 80.9499 | 82.5526 | 84.897 | 87.3767 | 90.3858 | 93.4786 | 96.5539 | 99.5606 | 102.1404 | 104.2371 | 106.3688 | 108.413 | 110.0226 | 111.7942 | 113.1389 | 114.5424 | 115.966 | 117.1096 | 118.1822 | 119.1913 | 120.3671 | 121.3876 | Total peak demand (MW)_Total peak demand (MW)
RAVENSWORTH | STELLA SOUTH | NPgN | NG FES - Community Renewables | Total peak demand (MW) | BSP | 53.9769 | 57.0778 | 56.165 | 55.6043 | 55.3148 | 54.9826 | 54.856 | 55.0402 | 54.7675 | 54.5941 | 54.5448 | 54.8829 | 54.8981 | 55.088 | 55.7323 | 56.3496 | 57.2745 | 58.1588 | 59.0311 | 59.9621 | 60.7592 | 61.3297 | 61.9878 | 62.619 | 63.1137 | 63.7336 | 64.1848 | 64.6369 | 65.1206 | 65.5455 | 65.8759 | 66.1863 | 66.6242 | 66.9402 | Total peak demand (MW)_Total peak demand (MW)
SCARBOROUGH GRID | OSBALDWICK | NPgN | NG FES - Community Renewables | Total peak demand (MW) | BSP | 81.2255 | 84.8796 | 83.7338 | 82.6961 | 82.2106 | 81.7642 | 81.6536 | 81.9675 | 81.6895 | 81.9742 | 82.5908 | 84.7879 | 86.159 | 88.2509 | 91.1668 | 94.3243 | 98.1065 | 102.0247 | 105.9397 | 109.8002 | 113.068 | 115.7363 | 118.3959 | 120.926 | 122.8566 | 124.9718 | 126.5862 | 128.2746 | 129.9047 | 131.4004 | 132.8028 | 134.1254 | 135.6219 | 136.93 | Total peak demand (MW)_Total peak demand (MW)
SEAL SANDS | SALTHOLME | NPgN | NG FES - Community Renewables | Total peak demand (MW) | BSP | 35.5585 | 36.4726 | 35.8311 | 35.5509 | 35.4053 | 35.195 | 35.1046 | 35.2432 | 35.0417 | 34.7429 | 34.5013 | 34.2007 | 33.8187 | 33.4207 | 33.2861 | 33.0586 | 33.0191 | 32.8864 | 32.7541 | 32.6897 | 32.6249 | 32.4672 | 32.4024 | 32.3376 | 32.245 | 32.2442 | 32.1516 | 32.0592 | 31.9669 | 31.951 | 31.8447 | 31.7387 | 31.7224 | 31.6165 | Total peak demand (MW)_Total peak demand (MW)
SPADEADAM 33KV | SPADEADAM | NPgN | NG FES - Community Renewables | Total peak demand (MW) | BSP | 1.2058 | 1.1966 | 1.1941 | 1.1849 | 1.194 | 1.1969 | 1.1979 | 1.2098 | 1.2036 | 1.2619 | 1.3447 | 1.4678 | 1.555 | 1.6527 | 1.7669 | 1.8768 | 1.9989 | 2.1245 | 2.2501 | 2.3609 | 2.4491 | 2.5289 | 2.6082 | 2.6615 | 2.6517 | 2.6913 | 2.7005 | 2.7418 | 2.7623 | 2.8077 | 2.8565 | 2.9035 | 2.9529 | 3.0024 | Total peak demand (MW)_Total peak demand (MW)
SPENNYMOOR 132/66KV | SPENNYMOOR | NPgN | NG FES - Community Renewables | Total peak demand (MW) | BSP | 100.1916 | 100.3037 | 98.9181 | 97.5225 | 96.9419 | 96.338 | 96.1952 | 96.4968 | 96.084 | 96.9337 | 97.8915 | 101.0291 | 102.8367 | 105.5176 | 109.1297 | 112.9172 | 117.418 | 122.0823 | 126.741 | 131.1833 | 135.0191 | 138.2299 | 141.4509 | 144.5061 | 146.9179 | 149.6208 | 151.3847 | 153.4454 | 155.412 | 157.1388 | 158.8553 | 160.4759 | 162.29 | 163.9549 | Total peak demand (MW)_Total peak demand (MW)
TORONTO | SPENNYMOOR | NPgN | NG FES - Community Renewables | Total peak demand (MW) | BSP | 56.8544 | 56.8555 | 55.9491 | 55.1019 | 54.6161 | 54.1235 | 53.8261 | 53.7855 | 53.2554 | 53.0261 | 52.9715 | 53.8575 | 53.9824 | 54.4068 | 55.1766 | 55.9189 | 56.9365 | 57.9896 | 59.0233 | 60.0639 | 60.9741 | 61.6983 | 62.4924 | 63.1724 | 63.5755 | 64.266 | 64.665 | 65.2213 | 65.7877 | 66.3413 | 66.8869 | 67.4039 | 68.0243 | 68.5828 | Total peak demand (MW)_Total peak demand (MW)
WORMALD GREEN 132/33KV | KNARESBOROUGH | NPgN | NG FES - Community Renewables | Total peak demand (MW) | BSP | 50.7962 | 53.6955 | 52.8774 | 52.2532 | 51.9243 | 51.5559 | 51.3558 | 51.4167 | 51.0232 | 50.874 | 50.8605 | 51.4389 | 51.4992 | 51.7544 | 52.3764 | 52.9482 | 53.7588 | 54.5652 | 55.3475 | 56.1648 | 56.8687 | 57.4086 | 58.0312 | 58.5783 | 58.9424 | 59.5404 | 59.9349 | 60.423 | 60.9388 | 61.4122 | 61.8478 | 62.2636 | 62.7868 | 63.2338 | Total peak demand (MW)_Total peak demand (MW)
ATTERCLIFFE | WEST MELTON / THORPE MARSH | NPgY | NG FES - Community Renewables | Total peak demand (MW) | BSP | 44.7394 | 46.0566 | 45.3261 | 44.835 | 44.5956 | 44.336 | 44.2533 | 44.4102 | 44.2054 | 44.2343 | 44.3457 | 44.9095 | 45.0872 | 45.4135 | 46.1065 | 46.6961 | 47.4948 | 48.2133 | 48.9017 | 49.6151 | 50.3468 | 50.9859 | 51.6871 | 52.3674 | 52.9936 | 53.7672 | 54.347 | 55.0009 | 55.6375 | 56.1825 | 56.6792 | 57.1578 | 57.7414 | 58.2435 | Total peak demand (MW)_Total peak demand (MW)
BARUGH 132/66KV | WEST MELTON SECTION 3 | NPgY | NG FES - Community Renewables | Total peak demand (MW) | BSP | 67.9931 | 70.7592 | 69.831 | 68.9994 | 68.6614 | 68.3981 | 68.4529 | 68.891 | 68.8869 | 69.5062 | 70.4132 | 72.6757 | 74.1607 | 76.1481 | 78.667 | 81.141 | 83.8716 | 86.4948 | 88.9558 | 91.2515 | 93.6051 | 95.8177 | 98.0131 | 100.1159 | 101.7788 | 103.5764 | 105.0436 | 106.5681 | 108.1075 | 109.3054 | 110.4607 | 111.5517 | 112.7832 | 113.8862 | Total peak demand (MW)_Total peak demand (MW)
BEESTON ROYDS 132/33KV | KIRKSTALL B | NPgY | NG FES - Community Renewables | Total peak demand (MW) | BSP | 106.4702 | 108.4061 | 106.7222 | 105.6219 | 105.1487 | 104.6642 | 104.6483 | 105.2662 | 105.0934 | 105.5697 | 106.3668 | 108.3444 | 109.5068 | 111.115 | 113.6483 | 115.9631 | 118.7741 | 121.3454 | 123.7839 | 126.141 | 128.5571 | 130.7069 | 132.968 | 135.1511 | 136.9474 | 139.1065 | 140.7573 | 142.5574 | 144.2435 | 145.6094 | 146.8373 | 148.0041 | 149.4225 | 150.6154 | Total peak demand (MW)_Total peak demand (MW)
BEVERLEY 132/33KV | CREYKE BECK | NPgY | NG FES - Community Renewables | Total peak demand (MW) | BSP | 83.973 | 87.4739 | 86.4123 | 85.3172 | 84.895 | 84.6423 | 84.8487 | 85.6084 | 85.9377 | 87.1402 | 88.8855 | 92.7828 | 95.6861 | 99.4342 | 103.8776 | 108.3244 | 113.0739 | 117.649 | 121.937 | 125.8493 | 129.8138 | 133.576 | 137.2338 | 140.7264 | 143.3478 | 146.1035 | 148.4077 | 150.7256 | 153.0245 | 154.8191 | 156.55 | 158.17 | 159.956 | 161.5497 | Total peak demand (MW)_Total peak demand (MW)
BINGLEY 132/33KV | BRADFORD WEST | NPgY | NG FES - Community Renewables | Total peak demand (MW) | BSP | 53.4822 | 53.201 | 52.4144 | 51.5528 | 51.0939 | 50.7709 | 50.7238 | 51.0084 | 50.9883 | 51.3506 | 52.0734 | 54.187 | 55.5618 | 57.4471 | 59.677 | 61.9185 | 64.3333 | 66.684 | 68.8737 | 70.913 | 73.0123 | 74.981 | 76.9124 | 78.7451 | 80.0848 | 81.567 | 82.7958 | 84.0502 | 85.316 | 86.3518 | 87.3639 | 88.3139 | 89.3599 | 90.305 | Total peak demand (MW)_Total peak demand (MW)
BLACKBURN MEADOWS B | WEST MELTON / THORPE MARSH | NPgY | NG FES - Community Renewables | Total peak demand (MW) | BSP | 37.1081 | 37.5097 | 36.8731 | 36.5234 | 36.3484 | 36.1376 | 36.0609 | 36.2046 | 36.0196 | 35.8798 | 35.8165 | 35.9227 | 35.8212 | 35.7788 | 36.0321 | 36.1978 | 36.546 | 36.8132 | 37.0649 | 37.3768 | 37.7001 | 37.9341 | 38.2421 | 38.5396 | 38.8048 | 39.1878 | 39.4403 | 39.7237 | 39.9958 | 40.2825 | 40.5 | 40.7095 | 41.0113 | 41.2297 | Total peak demand (MW)_Total peak demand (MW)
BLYTON | KEADBY | NPgY | NG FES - Community Renewables | Total peak demand (MW) | BSP | 49.3234 | 49.5007 | 49.0644 | 48.4514 | 48.2593 | 48.1164 | 48.1357 | 48.3701 | 48.2394 | 48.7036 | 49.4161 | 51.5013 | 52.7449 | 54.4473 | 56.404 | 58.4192 | 60.5536 | 62.695 | 64.6775 | 66.5194 | 68.332 | 69.9997 | 71.6592 | 73.2073 | 74.3049 | 75.484 | 76.535 | 77.5348 | 78.7919 | 79.7778 | 80.7761 | 81.7196 | 82.7459 | 83.7077 | Total peak demand (MW)_Total peak demand (MW)
BRADFORD | BRADFORD WEST | NPgY | NG FES - Community Renewables | Total peak demand (MW) | BSP | 81.5467 | 82.2897 | 81.0134 | 79.9574 | 79.4418 | 79.039 | 79.0494 | 79.5945 | 79.6271 | 80.1661 | 81.1451 | 83.5999 | 85.2572 | 87.4827 | 90.3682 | 93.19 | 96.3379 | 99.3213 | 102.1126 | 104.7825 | 107.5325 | 110.0741 | 112.6222 | 115.0615 | 116.9522 | 119.0662 | 120.7855 | 122.5544 | 124.2663 | 125.7326 | 127.0999 | 128.3928 | 129.8656 | 131.1483 | Total peak demand (MW)_Total peak demand (MW)
BRAMHAM | FERRYBRIDGE B | NPgY | NG FES - Community Renewables | Total peak demand (MW) | BSP | 65.6056 | 68.6975 | 67.7675 | 66.9602 | 66.6084 | 66.2905 | 66.2281 | 66.5547 | 66.3723 | 66.6765 | 67.258 | 69.0014 | 69.9888 | 71.3806 | 73.2306 | 75.0447 | 77.0999 | 79.0772 | 80.92 | 82.6888 | 84.4522 | 86.0424 | 87.6734 | 89.2108 | 90.3656 | 91.687 | 92.7861 | 93.8817 | 95.1172 | 96.1502 | 97.1318 | 98.0632 | 99.1317 | 100.0783 | Total peak demand (MW)_Total peak demand (MW)
BRANSHOLME | CREYKE BECK | NPgY | NG FES - Community Renewables | Total peak demand (MW) | BSP | 47.3487 | 48.8602 | 48.2697 | 47.6756 | 47.4503 | 47.3314 | 47.5037 | 47.9832 | 48.2721 | 49.0328 | 50.1031 | 52.3918 | 54.1788 | 56.4637 | 59.1559 | 61.842 | 64.7081 | 67.4517 | 70.0246 | 72.3404 | 74.7084 | 76.9606 | 79.1373 | 81.2269 | 82.787 | 84.4437 | 85.7895 | 87.1795 | 88.4463 | 89.3983 | 90.3062 | 91.1473 | 92.0811 | 92.8976 | Total peak demand (MW)_Total peak demand (MW)
BRIGHOUSE 132/33KV | ELLAND | NPgY | NG FES - Community Renewables | Total peak demand (MW) | BSP | 73.8217 | 75.717 | 74.5702 | 73.7204 | 73.3329 | 72.9969 | 73.0159 | 73.4976 | 73.4853 | 73.9194 | 74.6713 | 76.5244 | 77.744 | 79.3906 | 81.6655 | 83.839 | 86.3336 | 88.6638 | 90.8556 | 92.959 | 95.12 | 97.0989 | 99.1086 | 101.0405 | 102.5805 | 104.3391 | 105.7341 | 107.2017 | 108.588 | 109.7583 | 110.8313 | 111.8473 | 113.0326 | 114.0484 | Total peak demand (MW)_Total peak demand (MW)
DONCASTER B/THORPE MARSH | WEST MELTON / THORPE MARSH | NPgY | NG FES - Community Renewables | Total peak demand (MW) | BSP | 155.651 | 161.6656 | 160.1482 | 158.8135 | 158.8209 | 158.8608 | 159.742 | 161.4561 | 162.319 | 165.5399 | 169.2232 | 176.3351 | 181.7455 | 188.479 | 196.5564 | 204.7145 | 213.3826 | 221.7862 | 229.6233 | 236.8163 | 244.0756 | 250.9692 | 257.763 | 264.3142 | 269.4956 | 274.2241 | 278.3302 | 282.2043 | 286.6552 | 289.9663 | 293.155 | 296.1542 | 299.4943 | 302.4819 | Total peak demand (MW)_Total peak demand (MW)
DONCASTER CENTRAL | WEST MELTON / THORPE MARSH | NPgY | NG FES - Community Renewables | Total peak demand (MW) | BSP | 24.1477 | 24.2339 | 23.9215 | 23.6816 | 23.6206 | 23.5638 | 23.6279 | 23.8303 | 23.8778 | 24.1821 | 24.5587 | 25.3567 | 25.9168 | 26.636 | 27.5611 | 28.4783 | 29.4857 | 30.4508 | 31.3518 | 32.2104 | 33.0812 | 33.8894 | 34.7041 | 35.4898 | 36.1296 | 36.7589 | 37.2925 | 37.8117 | 38.3846 | 38.8507 | 39.29 | 39.7072 | 40.1803 | 40.5982 | Total peak demand (MW)_Total peak demand (MW)
DRIFFIELD/BEVERLEY GROUP | CREYKE BECK | NPgY | NG FES - Community Renewables | Total peak demand (MW) | BSP | 110.3559 | 110.4562 | 109.0787 | 107.6491 | 107.0992 | 106.6374 | 106.617 | 107.2275 | 107.0387 | 108.1168 | 109.76 | 113.9646 | 116.6058 | 120.1294 | 124.4544 | 128.744 | 133.413 | 137.9756 | 142.2631 | 146.2654 | 150.2118 | 153.8744 | 157.4975 | 160.8877 | 163.4255 | 166.2457 | 168.6997 | 171.1151 | 173.923 | 176.1475 | 178.3505 | 180.4437 | 182.7546 | 184.8874 | Total peak demand (MW)_Total peak demand (MW)
FEATHERSTONE | FERRYBRIDGE B | NPgY | NG FES - Community Renewables | Total peak demand (MW) | BSP | 83.0468 | 83.8843 | 82.6246 | 81.69 | 81.2877 | 80.9203 | 80.9285 | 81.4278 | 81.3379 | 81.8346 | 82.6212 | 84.6202 | 85.8556 | 87.5433 | 89.9205 | 92.184 | 94.7998 | 97.256 | 99.567 | 101.7905 | 104.0689 | 106.1383 | 108.2644 | 110.3109 | 111.9785 | 113.8875 | 115.4025 | 117.0095 | 118.5715 | 119.8544 | 121.0461 | 122.1783 | 123.4993 | 124.6473 | Total peak demand (MW)_Total peak demand (MW)
GIRLINGTON | BRADFORD WEST | NPgY | NG FES - Community Renewables | Total peak demand (MW) | BSP | 52.285 | 53.7586 | 52.8611 | 52.2336 | 51.8754 | 51.5108 | 51.3458 | 51.4857 | 51.1868 | 50.9335 | 50.8329 | 51.2328 | 51.2093 | 51.3535 | 51.8509 | 52.2635 | 52.906 | 53.4635 | 53.9769 | 54.5565 | 55.1616 | 55.6412 | 56.2058 | 56.7431 | 57.1709 | 57.7511 | 58.154 | 58.5917 | 59.0394 | 59.5036 | 59.8903 | 60.2581 | 60.743 | 61.1214 | Total peak demand (MW)_Total peak demand (MW)
HALIFAX 132/33KV | ELLAND | NPgY | NG FES - Community Renewables | Total peak demand (MW) | BSP | 24.1376 | 24.0798 | 23.7247 | 23.3838 | 23.2146 | 23.0897 | 23.091 | 23.2435 | 23.2562 | 23.4444 | 23.7935 | 24.6929 | 25.3 | 26.1105 | 27.1095 | 28.1013 | 29.1812 | 30.221 | 31.194 | 32.1318 | 33.0899 | 33.9732 | 34.8558 | 35.696 | 36.3358 | 37.0391 | 37.6377 | 38.2345 | 38.8504 | 39.3935 | 39.9136 | 40.4079 | 40.9535 | 41.4441 | Total peak demand (MW)_Total peak demand (MW)
HECKMONDWIKE | SKELTON GRANGE | NPgY | NG FES - Community Renewables | Total peak demand (MW) | BSP | 49.1338 | 49.168 | 48.4136 | 47.7564 | 47.435 | 47.1797 | 47.1765 | 47.4749 | 47.4752 | 47.834 | 48.4195 | 49.9481 | 50.9588 | 52.3261 | 54.0805 | 55.7845 | 57.6867 | 59.4948 | 61.194 | 62.7749 | 64.404 | 65.9239 | 67.4378 | 68.8922 | 70.0277 | 71.3049 | 72.3171 | 73.3969 | 74.4097 | 75.2061 | 75.962 | 76.6724 | 77.4842 | 78.197 | Total peak demand (MW)_Total peak demand (MW)
HOLMFIELD | BRADFORD WEST | NPgY | NG FES - Community Renewables | Total peak demand (MW) | BSP | 64.7353 | 65.2896 | 64.3846 | 63.3928 | 62.9494 | 62.706 | 62.8757 | 63.5078 | 63.878 | 64.9996 | 66.6032 | 70.0832 | 72.7326 | 76.1211 | 80.0363 | 83.9877 | 88.1474 | 92.1804 | 95.9499 | 99.3833 | 102.9111 | 106.2572 | 109.4993 | 112.6015 | 114.9207 | 117.3687 | 119.4206 | 121.5046 | 123.5156 | 125.0649 | 126.5766 | 127.9905 | 129.5274 | 130.9144 | Total peak demand (MW)_Total peak demand (MW)
HULL EAST 132/33KV | SALTEND NORTH | NPgY | NG FES - Community Renewables | Total peak demand (MW) | BSP | 55.5075 | 55.8983 | 54.9803 | 54.3582 | 54.0275 | 53.666 | 53.5111 | 53.668 | 53.3532 | 53.1372 | 53.0522 | 53.4665 | 53.4394 | 53.5764 | 54.0969 | 54.5168 | 55.1872 | 55.764 | 56.301 | 56.8875 | 57.4837 | 57.9544 | 58.5117 | 59.0399 | 59.4587 | 60.0194 | 60.4013 | 60.8139 | 61.2657 | 61.7044 | 62.0648 | 62.4064 | 62.8722 | 63.2291 | Total peak demand (MW)_Total peak demand (MW)
HULL SOUTH | CREYKE BECK | NPgY | NG FES - Community Renewables | Total peak demand (MW) | BSP | 75.4307 | 77.0394 | 75.9495 | 75.0258 | 74.6105 | 74.2886 | 74.3331 | 74.837 | 74.8626 | 75.4116 | 76.3586 | 78.7268 | 80.3159 | 82.4418 | 85.1723 | 87.8523 | 90.8256 | 93.6588 | 96.3089 | 98.8462 | 101.4527 | 103.8529 | 106.2655 | 108.5754 | 110.3715 | 112.3579 | 113.991 | 115.6591 | 117.3144 | 118.7246 | 120.0516 | 121.3084 | 122.7304 | 123.9819 | Total peak demand (MW)_Total peak demand (MW)
HULL WEST | CREYKE BECK | NPgY | NG FES - Community Renewables | Total peak demand (MW) | BSP | 61.5787 | 61.7321 | 60.8936 | 60.1986 | 59.9167 | 59.7079 | 59.7953 | 60.2756 | 60.3714 | 60.8411 | 61.6528 | 63.6005 | 64.9908 | 66.8372 | 69.1768 | 71.4776 | 74.028 | 76.437 | 78.6882 | 80.7711 | 82.9 | 84.8806 | 86.8406 | 88.713 | 90.0968 | 91.6065 | 92.815 | 94.0417 | 95.2179 | 96.1726 | 97.0466 | 97.8601 | 98.8038 | 99.5989 | Total peak demand (MW)_Total peak demand (MW)
HUMBERSTON | GRIMSBY WEST | NPgY | NG FES - Community Renewables | Total peak demand (MW) | BSP | 39.0522 | 39.6732 | 39.074 | 38.6774 | 38.5035 | 38.3496 | 38.38 | 38.68 | 38.7111 | 38.8334 | 39.1441 | 39.9172 | 40.4617 | 41.2072 | 42.2537 | 43.2657 | 44.4473 | 45.5264 | 46.5226 | 47.4571 | 48.4226 | 49.2852 | 50.1664 | 51.0087 | 51.5863 | 52.2328 | 52.713 | 53.1869 | 53.621 | 53.9979 | 54.2961 | 54.5657 | 54.9233 | 55.1745 | Total peak demand (MW)_Total peak demand (MW)
HUNNINGLEY | WEST MELTON SECTION 3 | NPgY | NG FES - Community Renewables | Total peak demand (MW) | BSP | 38.4012 | 39.9929 | 39.4379 | 39.0583 | 38.9272 | 38.8044 | 38.8613 | 39.1448 | 39.1662 | 39.4927 | 39.9421 | 40.9152 | 41.5788 | 42.4504 | 43.6651 | 44.82 | 46.1463 | 47.3829 | 48.5504 | 49.6436 | 50.7641 | 51.8009 | 52.851 | 53.865 | 54.6841 | 55.5972 | 56.3132 | 57.0746 | 57.7957 | 58.3517 | 58.8615 | 59.3424 | 59.9121 | 60.3977 | Total peak demand (MW)_Total peak demand (MW)
HUNSHELF | WEST MELTON SECTION 3 | NPgY | NG FES - Community Renewables | Total peak demand (MW) | BSP | 67.373 | 67.8059 | 66.8155 | 66.1257 | 65.8493 | 65.5604 | 65.5522 | 65.9598 | 65.847 | 66.0431 | 66.4863 | 67.7414 | 68.467 | 69.4986 | 71.0101 | 72.4594 | 74.1871 | 75.7864 | 77.265 | 78.6608 | 80.0723 | 81.3203 | 82.6068 | 83.8153 | 84.6367 | 85.5392 | 86.2355 | 86.8873 | 87.6628 | 88.2917 | 88.8214 | 89.3091 | 89.9439 | 90.4289 | Total peak demand (MW)_Total peak demand (MW)
IMMINGHAM | GRIMSBY WEST | NPgY | NG FES - Community Renewables | Total peak demand (MW) | BSP | 58.7196 | 61.2938 | 60.309 | 59.77 | 59.5292 | 59.1847 | 59.0379 | 59.2363 | 58.8802 | 58.6666 | 58.5095 | 58.5728 | 58.2807 | 58.0454 | 58.2306 | 58.289 | 58.6258 | 58.8565 | 59.0673 | 59.3447 | 59.5951 | 59.6949 | 59.9345 | 60.1561 | 60.3096 | 60.5702 | 60.6992 | 60.8179 | 61.0724 | 61.3148 | 61.4597 | 61.5964 | 61.873 | 62.0327 | Total peak demand (MW)_Total peak demand (MW)
KIRKHAW LANE | FERRYBRIDGE B | NPgY | NG FES - Community Renewables | Total peak demand (MW) | BSP | 63.9852 | 66.6491 | 65.539 | 64.9046 | 64.5555 | 64.1405 | 63.954 | 64.1554 | 63.7834 | 63.3261 | 63.0103 | 62.9561 | 62.5699 | 62.2751 | 62.4118 | 62.4185 | 62.7326 | 62.9122 | 63.0637 | 63.3 | 63.5468 | 63.6356 | 63.858 | 64.064 | 64.1579 | 64.4115 | 64.4828 | 64.5665 | 64.6666 | 64.8455 | 64.8961 | 64.9353 | 65.123 | 65.1667 | Total peak demand (MW)_Total peak demand (MW)
KIRKSTALL C 2/5 | KIRKSTALL B | NPgY | NG FES - Community Renewables | Total peak demand (MW) | BSP | 54.4481 | 56.7585 | 55.8062 | 55.2947 | 55.0255 | 54.6943 | 54.5553 | 54.7491 | 54.4471 | 54.1311 | 53.9561 | 53.9701 | 53.7027 | 53.4966 | 53.7074 | 53.7934 | 54.1481 | 54.3835 | 54.5997 | 54.9337 | 55.2736 | 55.4653 | 55.7821 | 56.0787 | 56.3024 | 56.689 | 56.9288 | 57.1714 | 57.4559 | 57.8236 | 58.0775 | 58.3226 | 58.7044 | 58.9574 | Total peak demand (MW)_Total peak demand (MW)
KIRKSTALL C/RING ROAD HORSFORTH | KIRKSTALL B | NPgY | NG FES - Community Renewables | Total peak demand (MW) | BSP | 86.8283 | 86.6524 | 85.5686 | 84.2971 | 83.7569 | 83.4962 | 83.7616 | 84.6021 | 85.0887 | 86.5394 | 88.7232 | 93.5059 | 97.137 | 101.7907 | 107.1087 | 112.4869 | 118.1378 | 123.6236 | 128.7477 | 133.3696 | 138.1259 | 142.6292 | 146.9943 | 151.156 | 154.1204 | 157.2898 | 159.9461 | 162.6288 | 165.2392 | 167.2003 | 169.1203 | 170.9055 | 172.8457 | 174.592 | Total peak demand (MW)_Total peak demand (MW)
LEEDS EAST | SKELTON GRANGE | NPgY | NG FES - Community Renewables | Total peak demand (MW) | BSP | 80.5591 | 89.8241 | 88.6163 | 87.5745 | 87.0692 | 86.6419 | 86.5839 | 86.9947 | 86.8536 | 87.2597 | 88.1012 | 90.3889 | 91.7859 | 93.7014 | 96.2132 | 98.6357 | 101.3806 | 103.9935 | 106.4493 | 108.7602 | 111.1248 | 113.2646 | 115.4489 | 117.5156 | 118.9797 | 120.7129 | 122.1251 | 123.5716 | 125.0979 | 126.3173 | 127.4747 | 128.5661 | 129.8234 | 130.9291 | Total peak demand (MW)_Total peak demand (MW)
LEEDS NORTH | SKELTON GRANGE | NPgY | NG FES - Community Renewables | Total peak demand (MW) | BSP | 71.5998 | 74.0566 | 72.9868 | 71.9773 | 71.4635 | 71.0986 | 71.1137 | 71.6146 | 71.7055 | 72.1795 | 73.2296 | 75.8353 | 77.6688 | 80.1008 | 83.0386 | 85.9638 | 89.1532 | 92.2008 | 95.0381 | 97.6616 | 100.3596 | 102.8762 | 105.353 | 107.6848 | 109.2136 | 110.9031 | 112.3129 | 113.6682 | 115.1003 | 116.2822 | 117.3834 | 118.4058 | 119.5684 | 120.5625 | Total peak demand (MW)_Total peak demand (MW)
LINDLEY | ELLAND | NPgY | NG FES - Community Renewables | Total peak demand (MW) | BSP | 74.8714 | 79.2829 | 78.1654 | 77.14 | 76.6306 | 76.2216 | 76.1694 | 76.5641 | 76.4696 | 76.8613 | 77.6304 | 79.8962 | 81.3 | 83.2502 | 85.7329 | 88.1753 | 90.8967 | 93.5065 | 95.9435 | 98.2533 | 100.626 | 102.8266 | 105.0183 | 107.1033 | 108.6916 | 110.4475 | 111.8787 | 113.343 | 114.8447 | 116.0914 | 117.2782 | 118.3973 | 119.6674 | 120.7897 | Total peak demand (MW)_Total peak demand (MW)
LOW ROAD | SKELTON GRANGE | NPgY | NG FES - Community Renewables | Total peak demand (MW) | BSP | 85.7041 | 94.6865 | 93.2154 | 92.3343 | 91.8678 | 91.3286 | 91.1041 | 91.3719 | 90.8918 | 90.5397 | 90.4049 | 90.7981 | 90.6185 | 90.6063 | 91.2563 | 91.6994 | 92.5602 | 93.2479 | 93.9026 | 94.6868 | 95.4884 | 96.0905 | 96.8548 | 97.5798 | 98.1792 | 99.0584 | 99.6613 | 100.3215 | 101.0201 | 101.735 | 102.3086 | 102.8612 | 103.6208 | 104.2004 | Total peak demand (MW)_Total peak demand (MW)
MALLARD WAY | WEST MELTON / THORPE MARSH | NPgY | NG FES - Community Renewables | Total peak demand (MW) | BSP | 31.3351 | 97.1368 | 96.6799 | 96.3326 | 96.1772 | 96.0346 | 96.0285 | 96.1964 | 96.142 | 96.26 | 96.5043 | 97.2144 | 97.6328 | 98.2233 | 99.0627 | 99.8585 | 100.7886 | 101.6584 | 102.4766 | 103.2691 | 104.0808 | 104.8091 | 105.5614 | 106.2822 | 106.8479 | 107.5124 | 108.0366 | 108.5897 | 109.1292 | 109.5882 | 110.0108 | 110.4113 | 110.8816 | 111.286 | Total peak demand (MW)_Total peak demand (MW)
MENSTON | BRADFORD WEST | NPgY | NG FES - Community Renewables | Total peak demand (MW) | BSP | 56.1921 | 56.2167 | 55.4173 | 54.698 | 54.3713 | 54.1155 | 54.1161 | 54.4614 | 54.4265 | 54.7745 | 55.4323 | 57.1872 | 58.314 | 59.8455 | 61.7696 | 63.6831 | 65.7968 | 67.8285 | 69.7159 | 71.4984 | 73.3226 | 74.9986 | 76.6753 | 78.2617 | 79.4112 | 80.6769 | 81.7269 | 82.7643 | 83.8791 | 84.8011 | 85.671 | 86.4888 | 87.4213 | 88.2368 | Total peak demand (MW)_Total peak demand (MW)
MOSS ROAD | GRIMSBY WEST | NPgY | NG FES - Community Renewables | Total peak demand (MW) | BSP | 34.7545 | 34.9624 | 34.4422 | 34.0862 | 33.9368 | 33.8037 | 33.8324 | 34.0814 | 34.0925 | 34.2619 | 34.5831 | 35.3677 | 35.8965 | 36.6128 | 37.6247 | 38.5972 | 39.7215 | 40.7624 | 41.735 | 42.6847 | 43.6597 | 44.5404 | 45.4415 | 46.308 | 46.9938 | 47.765 | 48.376 | 49.0021 | 49.5928 | 50.1251 | 50.5973 | 51.0437 | 51.5727 | 52.0119 | Total peak demand (MW)_Total peak demand (MW)
OSGODBY 1/2 | DRAX | NPgY | NG FES - Community Renewables | Total peak demand (MW) | BSP | 1.1692 | 1.1874 | 1.1663 | 1.1571 | 1.1523 | 1.1454 | 1.1424 | 1.1469 | 1.1403 | 1.1304 | 1.1224 | 1.1124 | 1.0998 | 1.0866 | 1.0821 | 1.0745 | 1.0731 | 1.0686 | 1.0641 | 1.0618 | 1.0596 | 1.0543 | 1.052 | 1.0498 | 1.0466 | 1.0465 | 1.0434 | 1.0402 | 1.0371 | 1.0365 | 1.0329 | 1.0293 | 1.0287 | 1.0251 | Total peak demand (MW)_Total peak demand (MW)
OSGODBY 3/4 | DRAX | NPgY | NG FES - Community Renewables | Total peak demand (MW) | BSP | 53.669 | 54.1598 | 53.4396 | 52.7396 | 52.4617 | 52.2188 | 52.1792 | 52.4628 | 52.326 | 52.7809 | 53.4584 | 55.2551 | 56.3284 | 57.7844 | 59.6049 | 61.4112 | 63.3978 | 65.3409 | 67.1577 | 68.8351 | 70.4853 | 71.9833 | 73.5075 | 74.9397 | 75.9856 | 77.1859 | 78.2018 | 79.2214 | 80.4006 | 81.2887 | 82.166 | 82.9959 | 83.9299 | 84.7833 | Total peak demand (MW)_Total peak demand (MW)
RODLEY | SKELTON GRANGE | NPgY | NG FES - Community Renewables | Total peak demand (MW) | BSP | 73.2191 | 75.5524 | 74.4796 | 73.4832 | 72.9932 | 72.6367 | 72.6456 | 73.1051 | 73.1216 | 73.605 | 74.5115 | 76.9577 | 78.5858 | 80.7985 | 83.5496 | 86.2745 | 89.2699 | 92.1398 | 94.8171 | 97.3342 | 99.9366 | 102.3631 | 104.7702 | 107.0698 | 108.8022 | 110.7267 | 112.2877 | 113.8997 | 115.4612 | 116.7541 | 117.9801 | 119.1323 | 120.4321 | 121.5752 | Total peak demand (MW)_Total peak demand (MW)
SAINT ANDREWS ROAD 132/33KV | SKELTON GRANGE | NPgY | NG FES - Community Renewables | Total peak demand (MW) | BSP | 66.317 | 70.518 | 69.405 | 68.6338 | 68.2248 | 67.8004 | 67.6345 | 67.843 | 67.5053 | 67.3873 | 67.44 | 68.1571 | 68.3125 | 68.6907 | 69.5578 | 70.2936 | 71.3296 | 72.2523 | 73.1233 | 74.0282 | 74.9631 | 75.7358 | 76.6137 | 77.4556 | 78.149 | 79.0753 | 79.7419 | 80.4924 | 81.2299 | 81.8793 | 82.4491 | 82.9927 | 83.6855 | 84.2545 | Total peak demand (MW)_Total peak demand (MW)
SALTEND 132/33KV | SALTEND NORTH | NPgY | NG FES - Community Renewables | Total peak demand (MW) | BSP | 4.3497 | 4.4615 | 4.3315 | 4.2752 | 4.2462 | 4.2042 | 4.1866 | 4.2154 | 4.1752 | 4.1166 | 4.0697 | 4.0113 | 3.9361 | 3.8578 | 3.834 | 3.7914 | 3.7868 | 3.7633 | 3.7397 | 3.7313 | 3.723 | 3.6958 | 3.6874 | 3.679 | 3.6665 | 3.6727 | 3.6601 | 3.6475 | 3.635 | 3.6389 | 3.6243 | 3.6097 | 3.6136 | 3.599 | Total peak demand (MW)_Total peak demand (MW)
SANTON | KEADBY | NPgY | NG FES - Community Renewables | Total peak demand (MW) | BSP | 59.5881 | 61.6981 | 60.762 | 60.0907 | 59.7887 | 59.4213 | 59.2504 | 59.4059 | 59.0127 | 58.9843 | 59.039 | 59.7082 | 59.781 | 60.0287 | 60.6715 | 61.2193 | 62.015 | 62.7492 | 63.437 | 64.1359 | 64.7984 | 65.312 | 65.9378 | 66.5197 | 66.9659 | 67.5361 | 67.9679 | 68.4021 | 69.0421 | 69.5473 | 70.0052 | 70.4431 | 71.0098 | 71.4873 | Total peak demand (MW)_Total peak demand (MW)
SCUNTHORPE NORTH | KEADBY | NPgY | NG FES - Community Renewables | Total peak demand (MW) | BSP | 120.1813 | 124.1374 | 122.0253 | 121.0126 | 120.5134 | 119.8284 | 119.5667 | 120.0576 | 119.4367 | 118.7305 | 118.2218 | 117.8419 | 117.0143 | 116.2388 | 116.3884 | 116.249 | 116.7203 | 116.9018 | 117.0542 | 117.4321 | 117.815 | 117.8884 | 118.2481 | 118.5927 | 118.8444 | 119.3886 | 119.595 | 119.8148 | 120.0702 | 120.5025 | 120.6601 | 120.8063 | 121.2569 | 121.4143 | Total peak demand (MW)_Total peak demand (MW)
SCUNTHORPE SOUTH | KEADBY | NPgY | NG FES - Community Renewables | Total peak demand (MW) | BSP | 20.4879 | 21.0577 | 20.7887 | 20.5732 | 20.5033 | 20.4879 | 20.6076 | 20.902 | 21.1193 | 21.4417 | 21.9442 | 22.8974 | 23.7333 | 24.7798 | 26.0129 | 27.2679 | 28.5989 | 29.8568 | 31.0197 | 32.0909 | 33.1928 | 34.2351 | 35.2397 | 36.2023 | 36.8904 | 37.5765 | 38.1445 | 38.6815 | 39.1661 | 39.5911 | 39.9628 | 40.3037 | 40.6915 | 41.0006 | Total peak demand (MW)_Total peak demand (MW)
SILSDEN | BRADFORD WEST | NPgY | NG FES - Community Renewables | Total peak demand (MW) | BSP | 77.94 | 79.6212 | 78.6104 | 77.5114 | 77.0362 | 76.7636 | 76.9195 | 77.61 | 77.9049 | 78.9103 | 80.5545 | 84.31 | 87.0918 | 90.6944 | 94.8864 | 99.1239 | 103.6174 | 107.9656 | 112.0203 | 115.744 | 119.5469 | 123.1794 | 126.6356 | 129.8877 | 132.2194 | 134.6801 | 136.7829 | 138.8266 | 140.9471 | 142.6585 | 144.3051 | 145.8438 | 147.5317 | 149.0336 | Total peak demand (MW)_Total peak demand (MW)
SOWERBY BRIDGE 132/33KV | ELLAND | NPgY | NG FES - Community Renewables | Total peak demand (MW) | BSP | 71.9013 | 72.8921 | 71.849 | 70.7941 | 70.2632 | 69.8506 | 69.7897 | 70.163 | 70.0887 | 70.5438 | 71.4564 | 74.0214 | 75.6576 | 77.8876 | 80.6063 | 83.3028 | 86.2553 | 89.1099 | 91.7795 | 94.2735 | 96.8153 | 99.2064 | 101.5179 | 103.6781 | 105.2277 | 106.9471 | 108.3955 | 109.8267 | 111.3941 | 112.6738 | 113.9121 | 115.0768 | 116.3781 | 117.5437 | Total peak demand (MW)_Total peak demand (MW)
STAYGATE | SKELTON GRANGE | NPgY | NG FES - Community Renewables | Total peak demand (MW) | BSP | 84.81 | 87.5271 | 86.1562 | 85.1946 | 84.7474 | 84.3341 | 84.3187 | 84.8404 | 84.7649 | 85.1686 | 85.8803 | 87.6865 | 88.8159 | 90.3684 | 92.6414 | 94.7772 | 97.2926 | 99.6178 | 101.8076 | 103.9186 | 106.0904 | 108.0625 | 110.0903 | 112.0437 | 113.6216 | 115.4496 | 116.869 | 118.3827 | 119.802 | 120.9884 | 122.0593 | 123.0732 | 124.284 | 125.3043 | Total peak demand (MW)_Total peak demand (MW)
THORNHILL 132KV | ELLAND | NPgY | NG FES - Community Renewables | Total peak demand (MW) | BSP | 99.8187 | 100.8306 | 99.3343 | 98.0855 | 97.5086 | 97.0385 | 97.0528 | 97.6782 | 97.6572 | 98.3345 | 99.4616 | 102.3827 | 104.2913 | 106.8774 | 110.2562 | 113.545 | 117.2339 | 120.7355 | 124.0181 | 127.125 | 130.3139 | 133.2733 | 136.2354 | 139.074 | 141.3083 | 143.7932 | 145.7911 | 147.875 | 149.9038 | 151.5691 | 153.1342 | 154.6119 | 156.3042 | 157.7844 | Total peak demand (MW)_Total peak demand (MW)
WAKEFIELD MONCKTON ROAD | WEST MELTON SECTION 3 | NPgY | NG FES - Community Renewables | Total peak demand (MW) | BSP | 51.3296 | 52.3386 | 51.5661 | 50.9932 | 50.7375 | 50.5028 | 50.4908 | 50.7736 | 50.6834 | 50.9034 | 51.3358 | 52.4975 | 53.1863 | 54.1433 | 55.5169 | 56.8139 | 58.3322 | 59.7516 | 61.0887 | 62.3831 | 63.7109 | 64.9136 | 66.1535 | 67.3385 | 68.2647 | 69.3542 | 70.2203 | 71.1301 | 72.0364 | 72.7947 | 73.4949 | 74.1602 | 74.9413 | 75.616 | Total peak demand (MW)_Total peak demand (MW)
WAKEFIELD NORTH | SKELTON GRANGE | NPgY | NG FES - Community Renewables | Total peak demand (MW) | BSP | 74.82 | 78.1012 | 77.0309 | 76.1279 | 75.7319 | 75.4086 | 75.4333 | 75.8706 | 75.8187 | 76.3795 | 77.2428 | 79.4612 | 80.881 | 82.804 | 85.3299 | 87.7593 | 90.4955 | 93.0969 | 95.5511 | 97.8386 | 100.1962 | 102.3822 | 104.5814 | 106.6975 | 108.3846 | 110.3239 | 111.8564 | 113.519 | 115.0833 | 116.2841 | 117.4346 | 118.5211 | 119.7644 | 120.8695 | Total peak demand (MW)_Total peak demand (MW)
WEST MELTON | WEST MELTON SECTION 3 | NPgY | NG FES - Community Renewables | Total peak demand (MW) | BSP | 118.3935 | 119.1526 | 117.6736 | 116.2557 | 115.7644 | 115.3924 | 115.6275 | 116.4892 | 116.6606 | 118.1675 | 120.1024 | 124.6699 | 127.7938 | 131.8932 | 136.909 | 141.9037 | 147.3126 | 152.5517 | 157.4556 | 161.9909 | 166.6223 | 170.9825 | 175.3034 | 179.4632 | 182.7686 | 186.1388 | 188.9365 | 191.7846 | 194.7524 | 197.0066 | 199.2045 | 201.2759 | 203.5862 | 205.6746 | Total peak demand (MW)_Total peak demand (MW)
WHINMOOR | FERRYBRIDGE B | NPgY | NG FES - Community Renewables | Total peak demand (MW) | BSP | 69.0878 | 80.351 | 79.4251 | 78.4937 | 78.1085 | 77.8743 | 78.0354 | 78.6396 | 78.9046 | 79.9044 | 81.3464 | 84.513 | 86.8585 | 89.8789 | 93.4603 | 97.0352 | 100.8575 | 104.5418 | 107.9947 | 111.1322 | 114.3488 | 117.37 | 120.3301 | 123.1616 | 125.2529 | 127.521 | 129.3935 | 131.317 | 133.1768 | 134.5771 | 135.9344 | 137.2024 | 138.6051 | 139.8589 | Total peak demand (MW)_Total peak demand (MW)
WOLD NEWTON | KEADBY | NPgY | NG FES - Community Renewables | Total peak demand (MW) | BSP | 51.9935 | 52.4875 | 51.7763 | 51.1984 | 50.921 | 50.6329 | 50.5127 | 50.661 | 50.3698 | 50.1838 | 50.1897 | 50.8983 | 51.0915 | 51.5196 | 52.2227 | 52.8863 | 53.751 | 54.5551 | 55.2857 | 55.9844 | 56.6725 | 57.2253 | 57.84 | 58.3999 | 58.6888 | 59.1073 | 59.3916 | 59.6617 | 60.0355 | 60.3563 | 60.6203 | 60.8574 | 61.1942 | 61.4382 | Total peak demand (MW)_Total peak demand (MW)
YARBOROUGH ROAD 132/33KV | GRIMSBY WEST | NPgY | NG FES - Community Renewables | Total peak demand (MW) | BSP | 58.8469 | 61.0448 | 60.2077 | 59.4602 | 59.1323 | 58.9008 | 58.9821 | 59.4607 | 59.6067 | 60.1732 | 61.0832 | 63.2224 | 64.7811 | 66.8298 | 69.3443 | 71.8401 | 74.562 | 77.1541 | 79.5741 | 81.7998 | 84.0734 | 86.2061 | 88.3039 | 90.3112 | 91.8011 | 93.3997 | 94.6938 | 96.007 | 97.265 | 98.271 | 99.2086 | 100.0812 | 101.0748 | 101.9269 | Total peak demand (MW)_Total peak demand (MW)

## CR_Gross peak demand with CF
Bulk Supply Point Name | Grid Supply Point Connected to | Licence area | Scenario name | Output parameter_Unit | Substation Type in Forecasting Model | 2017 | 2018 | 2019 | 2020 | 2021 | 2022 | 2023 | 2024 | 2025 | 2026 | 2027 | 2028 | 2029 | 2030 | 2031 | 2032 | 2033 | 2034 | 2035 | 2036 | 2037 | 2038 | 2039 | 2040 | 2041 | 2042 | 2043 | 2044 | 2045 | 2046 | 2047 | 2048 | 2049 | 2050 | Output parameter_Output
ANNFIELD | STELLA SOUTH | NPgN | NG FES - Community Renewables | Total peak demand with CF (MW) | BSP | 62.4728 | 65.822 | 64.9463 | 63.5604 | 62.8074 | 62.0817 | 61.4116 | 61.0487 | 59.859 | 59.2591 | 59.6603 | 60.0273 | 60.5198 | 61.2219 | 62.3108 | 63.423 | 64.6451 | 65.4053 | 66.1392 | 66.6386 | 66.9556 | 67.3451 | 67.4451 | 68.0043 | 68.4341 | 69.2884 | 69.9316 | 70.4836 | 71.0319 | 71.4024 | 71.6689 | 72.1023 | 72.366 | 72.3636 | Total peak demand with CF (MW)_Total peak demand with CF (MW)
BARRACK ROAD | STELLA NORTH | NPgN | NG FES - Community Renewables | Total peak demand with CF (MW) | BSP | 76.793 | 78.8058 | 77.475 | 76.4444 | 75.7903 | 75.0557 | 74.5427 | 74.5802 | 73.6333 | 72.7692 | 72.4474 | 71.9202 | 71.4681 | 71.0986 | 71.275 | 71.3518 | 71.7323 | 71.8126 | 71.9163 | 72.1348 | 72.3043 | 72.3775 | 72.421 | 72.6786 | 72.7852 | 73.2263 | 73.4609 | 73.6765 | 73.8692 | 74.1987 | 74.3633 | 74.5998 | 74.9097 | 74.9769 | Total peak demand with CF (MW)_Total peak demand with CF (MW)
BLUCHER | STELLA NORTH | NPgN | NG FES - Community Renewables | Total peak demand with CF (MW) | BSP | 55.2428 | 54.3983 | 53.6018 | 52.1339 | 51.2799 | 50.5245 | 49.7952 | 49.3604 | 48.1583 | 47.4124 | 47.8006 | 48.1475 | 48.6326 | 49.3352 | 50.3249 | 51.3965 | 52.5032 | 53.178 | 53.8345 | 54.2552 | 54.5172 | 54.8808 | 54.8923 | 55.4032 | 55.7274 | 56.4508 | 57.1408 | 57.6671 | 58.2602 | 58.5127 | 58.6958 | 59.0535 | 59.2178 | 59.1418 | Total peak demand with CF (MW)_Total peak demand with CF (MW)
BOWESFIELD | NORTON | NPgN | NG FES - Community Renewables | Total peak demand with CF (MW) | BSP | 87.7472 | 87.2422 | 85.9804 | 83.8795 | 82.6824 | 81.5652 | 80.4962 | 79.9014 | 78.1023 | 77.0352 | 77.5653 | 78.0273 | 78.6772 | 79.6347 | 81.1006 | 82.6403 | 84.2894 | 85.3052 | 86.2983 | 86.9803 | 87.3987 | 87.939 | 88.0137 | 88.7501 | 89.1992 | 90.3035 | 91.2729 | 92.0565 | 92.8943 | 93.3572 | 93.6939 | 94.2751 | 94.6097 | 94.5752 | Total peak demand with CF (MW)_Total peak demand with CF (MW)
CHIRTON GRANGE | TYNEMOUTH | NPgN | NG FES - Community Renewables | Total peak demand with CF (MW) | BSP | 55.1521 | 54.4018 | 53.5845 | 52.1748 | 51.3286 | 50.5682 | 49.8436 | 49.4167 | 48.2372 | 47.3314 | 47.5358 | 47.6735 | 47.9879 | 48.5015 | 49.2909 | 50.1479 | 51.0557 | 51.5269 | 51.9711 | 52.2218 | 52.3 | 52.4745 | 52.3322 | 52.6706 | 52.8527 | 53.4133 | 53.8999 | 54.2406 | 54.591 | 54.7988 | 54.9019 | 55.1764 | 55.2583 | 55.0811 | Total peak demand with CF (MW)_Total peak demand with CF (MW)
COALBURNS | STELLA SOUTH | NPgN | NG FES - Community Renewables | Total peak demand with CF (MW) | BSP | 63.1674 | 62.9735 | 62.0709 | 60.9259 | 60.3261 | 59.6672 | 59.0426 | 58.7013 | 57.5798 | 56.9587 | 57.2712 | 57.531 | 57.7835 | 58.1592 | 58.9442 | 59.6812 | 60.6075 | 61.171 | 61.7364 | 62.1462 | 62.4032 | 62.6754 | 62.7735 | 63.0977 | 63.0721 | 63.5772 | 63.7669 | 64.0222 | 64.1684 | 64.4086 | 64.5451 | 64.7987 | 64.9828 | 64.9407 | Total peak demand with CF (MW)_Total peak demand with CF (MW)
DARLINGTON CENTRAL | NORTON | NPgN | NG FES - Community Renewables | Total peak demand with CF (MW) | BSP | 42.2237 | 50.747 | 50.0527 | 49.387 | 48.9883 | 48.5633 | 48.243 | 48.2168 | 47.6292 | 47.2045 | 47.1221 | 46.9497 | 46.8266 | 46.7808 | 47.0382 | 47.2676 | 47.6393 | 47.8211 | 48.0203 | 48.2428 | 48.4285 | 48.5867 | 48.6738 | 48.9208 | 49.1117 | 49.515 | 49.8425 | 50.1179 | 50.4236 | 50.6673 | 50.8362 | 51.0609 | 51.2953 | 51.3903 | Total peak demand with CF (MW)_Total peak demand with CF (MW)
DARLINGTON NORTH | NORTON | NPgN | NG FES - Community Renewables | Total peak demand with CF (MW) | BSP | 64.8487 | 67.442 | 66.3755 | 65.3504 | 64.7469 | 64.0937 | 63.5916 | 63.4891 | 62.5679 | 62.0331 | 62.0348 | 61.9327 | 61.8842 | 61.9642 | 62.5225 | 63.0374 | 63.7524 | 64.1944 | 64.6516 | 65.1062 | 65.51 | 65.8666 | 66.1194 | 66.6132 | 67.0245 | 67.7415 | 68.3842 | 68.9242 | 69.5668 | 69.9344 | 70.2065 | 70.5592 | 70.9293 | 71.1011 | Total peak demand with CF (MW)_Total peak demand with CF (MW)
DUNSTON | STELLA NORTH | NPgN | NG FES - Community Renewables | Total peak demand with CF (MW) | BSP | 102.5091 | 102.4721 | 100.904 | 98.7365 | 97.4842 | 96.311 | 95.3443 | 95.0751 | 93.4002 | 92.2843 | 92.6504 | 92.8854 | 93.3363 | 94.089 | 95.4732 | 96.8984 | 98.5056 | 99.4398 | 100.3351 | 101.0115 | 101.4253 | 101.9106 | 101.9773 | 102.745 | 103.2591 | 104.411 | 105.361 | 106.1284 | 106.927 | 107.4794 | 107.8482 | 108.4638 | 108.8725 | 108.8591 | Total peak demand with CF (MW)_Total peak demand with CF (MW)
FLATWORTH | TYNEMOUTH | NPgN | NG FES - Community Renewables | Total peak demand with CF (MW) | BSP | 36.7768 | 38.1936 | 37.62 | 36.9046 | 36.4965 | 36.087 | 35.7534 | 35.6194 | 35.037 | 34.7536 | 34.9458 | 35.1191 | 35.3557 | 35.7019 | 36.2986 | 36.9001 | 37.5566 | 38.0071 | 38.4237 | 38.7581 | 38.9939 | 39.2387 | 39.3689 | 39.7158 | 40.0032 | 40.4871 | 40.938 | 41.3054 | 41.7345 | 41.9433 | 42.0963 | 42.3239 | 42.4996 | 42.5416 | Total peak demand with CF (MW)_Total peak demand with CF (MW)
GOSFORTH | TYNEMOUTH | NPgN | NG FES - Community Renewables | Total peak demand with CF (MW) | BSP | 75.9594 | 75.5839 | 74.4097 | 72.8853 | 71.9931 | 71.1215 | 70.346 | 69.9596 | 68.6231 | 67.7311 | 67.967 | 68.1222 | 68.4156 | 68.9153 | 69.882 | 70.8557 | 71.9759 | 72.6271 | 73.2358 | 73.6638 | 73.9147 | 74.1956 | 74.2266 | 74.7236 | 75.0398 | 75.7902 | 76.4307 | 76.9285 | 77.4767 | 77.7795 | 77.9448 | 78.2743 | 78.4736 | 78.3775 | Total peak demand with CF (MW)_Total peak demand with CF (MW)
HARROGATE 132/33KV | KNARESBOROUGH | NPgN | NG FES - Community Renewables | Total peak demand with CF (MW) | BSP | 56.9775 | 58.3582 | 57.4957 | 56.4806 | 55.8857 | 55.2813 | 54.7411 | 54.4749 | 53.5172 | 52.7156 | 52.6866 | 52.5775 | 52.5628 | 52.6699 | 53.122 | 53.5598 | 54.1435 | 54.3916 | 54.6128 | 54.7468 | 54.7544 | 54.7703 | 54.6503 | 54.8299 | 54.8852 | 55.2513 | 55.4942 | 55.6597 | 55.8125 | 55.9609 | 55.9802 | 56.1096 | 56.1637 | 55.9915 | Total peak demand with CF (MW)_Total peak demand with CF (MW)
HUSTHWAITE | KNARESBOROUGH | NPgN | NG FES - Community Renewables | Total peak demand with CF (MW) | BSP | 23.8888 | 24.894 | 24.5862 | 24.0531 | 23.7831 | 23.5142 | 23.2695 | 23.2027 | 22.7634 | 22.5786 | 22.7926 | 22.9857 | 23.1926 | 23.4702 | 23.8977 | 24.3269 | 24.8103 | 25.1255 | 25.4561 | 25.7073 | 25.8772 | 26.0783 | 26.1477 | 26.3469 | 26.3729 | 26.6646 | 26.8227 | 27.0097 | 27.144 | 27.3092 | 27.4468 | 27.6479 | 27.7936 | 27.8431 | Total peak demand with CF (MW)_Total peak demand with CF (MW)
LEEMING BAR_SKEEBY | NORTON | NPgN | NG FES - Community Renewables | Total peak demand with CF (MW) | BSP | 76.1855 | 75.2992 | 74.4297 | 72.2624 | 71.1873 | 70.2121 | 69.2898 | 69.0158 | 67.4162 | 66.9495 | 68.184 | 69.4052 | 70.6872 | 72.2859 | 74.3348 | 76.4731 | 78.6832 | 80.2273 | 81.8306 | 83.0304 | 83.8812 | 84.943 | 85.3413 | 86.3185 | 86.5625 | 87.8943 | 88.7411 | 89.6935 | 90.4393 | 91.1955 | 91.9073 | 92.9008 | 93.5765 | 93.9013 | Total peak demand with CF (MW)_Total peak demand with CF (MW)
LINTON | BLYTH 132kV | NPgN | NG FES - Community Renewables | Total peak demand with CF (MW) | BSP | 49.2726 | 50.7782 | 50.3748 | 49.4596 | 49.167 | 48.78 | 48.2967 | 48.0312 | 47.0086 | 47.0491 | 48.0461 | 49.1134 | 50.1501 | 51.3424 | 52.8908 | 54.3699 | 55.9877 | 57.192 | 58.3732 | 59.125 | 59.5303 | 60.0218 | 60.2806 | 60.7647 | 60.6798 | 61.3408 | 61.5497 | 61.9793 | 62.1714 | 62.5303 | 62.8245 | 63.2583 | 63.5155 | 63.5598 | Total peak demand with CF (MW)_Total peak demand with CF (MW)
MALTON GRID | OSBALDWICK | NPgN | NG FES - Community Renewables | Total peak demand with CF (MW) | BSP | 75.5647 | 78.2952 | 77.307 | 75.7379 | 74.9441 | 74.1288 | 73.3291 | 72.902 | 71.4348 | 70.8653 | 71.5708 | 72.2542 | 73.0115 | 74.0023 | 75.5139 | 77.031 | 78.6974 | 79.8503 | 80.9807 | 81.8333 | 82.4231 | 83.0901 | 83.4253 | 84.1849 | 84.5844 | 85.6691 | 86.4014 | 87.1519 | 87.8177 | 88.3957 | 88.8637 | 89.5193 | 89.9964 | 90.1656 | Total peak demand with CF (MW)_Total peak demand with CF (MW)
MELROSEGATE | OSBALDWICK | NPgN | NG FES - Community Renewables | Total peak demand with CF (MW) | BSP | 126.3031 | 132.1474 | 130.2836 | 127.6831 | 126.1658 | 124.7018 | 123.3308 | 122.5978 | 120.2097 | 118.5031 | 118.7968 | 118.9299 | 119.3361 | 120.0992 | 121.6176 | 123.1751 | 124.979 | 125.954 | 126.8834 | 127.5165 | 127.8444 | 128.262 | 128.2049 | 128.9706 | 129.4369 | 130.6793 | 131.6988 | 132.486 | 133.3058 | 133.8565 | 134.1661 | 134.7718 | 135.1209 | 134.9508 | Total peak demand with CF (MW)_Total peak demand with CF (MW)
NORTH TEES | NORTON | NPgN | NG FES - Community Renewables | Total peak demand with CF (MW) | BSP | 146.0909 | 150.1707 | 147.664 | 145.835 | 144.7807 | 143.5686 | 142.8032 | 143.0439 | 141.543 | 140.3455 | 139.8756 | 139.13 | 138.3785 | 137.7785 | 138.2764 | 138.5612 | 139.4402 | 139.7728 | 140.1332 | 140.6548 | 141.1113 | 141.358 | 141.6105 | 142.2132 | 142.7238 | 143.7944 | 144.5691 | 145.2132 | 145.9615 | 146.5963 | 146.9342 | 147.3879 | 148.0097 | 148.1961 | Total peak demand with CF (MW)_Total peak demand with CF (MW)
POTTER HOUSE | SPENNYMOOR | NPgN | NG FES - Community Renewables | Total peak demand with CF (MW) | BSP | 78.341 | 80.0746 | 78.9241 | 77.4836 | 76.71 | 75.9052 | 75.2393 | 74.9864 | 73.739 | 73.1521 | 73.4906 | 73.7687 | 74.166 | 74.7739 | 75.9065 | 77.0068 | 78.3017 | 79.1083 | 79.8829 | 80.4527 | 80.8401 | 81.2472 | 81.4228 | 82.0487 | 82.5524 | 83.5001 | 84.1552 | 84.7392 | 85.3208 | 85.7328 | 86.0077 | 86.4425 | 86.7607 | 86.7825 | Total peak demand with CF (MW)_Total peak demand with CF (MW)
RAVENSWORTH | STELLA SOUTH | NPgN | NG FES - Community Renewables | Total peak demand with CF (MW) | BSP | 53.977 | 56.9168 | 56.0145 | 55.296 | 54.8683 | 54.3715 | 54.0026 | 53.939 | 53.2461 | 52.7321 | 52.6054 | 52.3808 | 52.2056 | 52.1044 | 52.3876 | 52.598 | 53.0062 | 53.1834 | 53.3482 | 53.5259 | 53.6424 | 53.6943 | 53.7331 | 53.9282 | 54.0803 | 54.4499 | 54.6961 | 54.8947 | 55.1147 | 55.3089 | 55.3869 | 55.5202 | 55.6855 | 55.6802 | Total peak demand with CF (MW)_Total peak demand with CF (MW)
SCARBOROUGH GRID | OSBALDWICK | NPgN | NG FES - Community Renewables | Total peak demand with CF (MW) | BSP | 81.2251 | 84.3066 | 83.1911 | 81.5875 | 80.7191 | 79.8431 | 79.0281 | 78.5912 | 77.0912 | 76.2046 | 76.5509 | 76.8254 | 77.2776 | 77.9646 | 79.1758 | 80.3821 | 81.7718 | 82.5807 | 83.349 | 83.8858 | 84.1749 | 84.5313 | 84.5874 | 85.1778 | 85.612 | 86.5887 | 87.2375 | 87.8183 | 88.3222 | 88.8427 | 89.1878 | 89.7327 | 90.0845 | 90.0771 | Total peak demand with CF (MW)_Total peak demand with CF (MW)
SEAL SANDS | SALTHOLME | NPgN | NG FES - Community Renewables | Total peak demand with CF (MW) | BSP | 35.5585 | 36.4726 | 35.829 | 35.5448 | 35.3654 | 35.1021 | 34.9392 | 34.9735 | 34.6481 | 34.283 | 33.9999 | 33.6349 | 33.2465 | 32.8538 | 32.7197 | 32.4939 | 32.4525 | 32.3193 | 32.1862 | 32.1198 | 32.0534 | 31.8961 | 31.8304 | 31.7648 | 31.6723 | 31.6703 | 31.5782 | 31.4863 | 31.3946 | 31.3783 | 31.273 | 31.168 | 31.1511 | 31.0461 | Total peak demand with CF (MW)_Total peak demand with CF (MW)
SPADEADAM 33KV | SPADEADAM | NPgN | NG FES - Community Renewables | Total peak demand with CF (MW) | BSP | 1.2058 | 1.1835 | 1.1821 | 1.1603 | 1.1623 | 1.1577 | 1.1459 | 1.146 | 1.1188 | 1.1567 | 1.2408 | 1.3297 | 1.4057 | 1.4835 | 1.5749 | 1.6596 | 1.7495 | 1.8289 | 1.9091 | 1.9717 | 2.0164 | 2.0638 | 2.1022 | 2.1287 | 2.0976 | 2.1228 | 2.1207 | 2.1463 | 2.1501 | 2.1809 | 2.2132 | 2.2491 | 2.2806 | 2.3078 | Total peak demand with CF (MW)_Total peak demand with CF (MW)
SPENNYMOOR 132/66KV | SPENNYMOOR | NPgN | NG FES - Community Renewables | Total peak demand with CF (MW) | BSP | 100.1916 | 99.5215 | 98.2017 | 96.0677 | 95.0538 | 94.025 | 93.226 | 93.0844 | 91.5254 | 91.2169 | 92.1187 | 93.0132 | 94.0001 | 95.3169 | 97.2996 | 99.2619 | 101.4627 | 102.9205 | 104.397 | 105.4631 | 106.2536 | 107.155 | 107.5682 | 108.693 | 109.5754 | 111.1952 | 112.0779 | 113.0106 | 113.795 | 114.4939 | 115.0693 | 115.9043 | 116.5016 | 116.701 | Total peak demand with CF (MW)_Total peak demand with CF (MW)
TORONTO | SPENNYMOOR | NPgN | NG FES - Community Renewables | Total peak demand with CF (MW) | BSP | 56.8541 | 56.4602 | 55.5924 | 54.3845 | 53.7001 | 53.0452 | 52.5491 | 52.5767 | 51.7084 | 51.1332 | 51.2245 | 51.1947 | 51.2246 | 51.3981 | 51.9281 | 52.468 | 53.1672 | 53.5285 | 53.9616 | 54.3545 | 54.6739 | 55.0328 | 55.1256 | 55.5167 | 55.6549 | 56.264 | 56.6548 | 57.0324 | 57.3653 | 57.7143 | 57.9938 | 58.3974 | 58.7369 | 58.8657 | Total peak demand with CF (MW)_Total peak demand with CF (MW)
WORMALD GREEN 132/33KV | KNARESBOROUGH | NPgN | NG FES - Community Renewables | Total peak demand with CF (MW) | BSP | 50.7963 | 53.4472 | 52.6515 | 51.7924 | 51.303 | 50.76 | 50.2938 | 50.1313 | 49.3114 | 48.8227 | 48.9026 | 48.9023 | 48.9291 | 49.0535 | 49.5467 | 50.0062 | 50.624 | 51.0051 | 51.4062 | 51.8011 | 52.1094 | 52.3929 | 52.5633 | 52.9085 | 53.0957 | 53.6242 | 53.9951 | 54.3568 | 54.7077 | 55.0371 | 55.2838 | 55.606 | 55.9191 | 56.0606 | Total peak demand with CF (MW)_Total peak demand with CF (MW)
ATTERCLIFFE | WEST MELTON / THORPE MARSH | NPgY | NG FES - Community Renewables | Total peak demand with CF (MW) | BSP | 44.739 | 45.8737 | 45.1538 | 44.4867 | 44.1149 | 43.7168 | 43.4484 | 43.4859 | 42.9453 | 42.6687 | 42.7076 | 42.6756 | 42.6766 | 42.7528 | 43.1918 | 43.5522 | 44.0801 | 44.3781 | 44.7063 | 45.0478 | 45.3853 | 45.7176 | 45.9687 | 46.3973 | 46.8162 | 47.4752 | 47.9813 | 48.4906 | 48.9624 | 49.3633 | 49.6894 | 50.0732 | 50.4712 | 50.7222 | Total peak demand with CF (MW)_Total peak demand with CF (MW)
BARUGH 132/66KV | WEST MELTON SECTION 3 | NPgY | NG FES - Community Renewables | Total peak demand with CF (MW) | BSP | 67.9932 | 70.2745 | 69.3695 | 68.0609 | 67.413 | 66.8249 | 66.3708 | 66.3444 | 65.3898 | 65.0037 | 65.5348 | 66.0264 | 66.6186 | 67.3653 | 68.4911 | 69.5352 | 70.6641 | 71.2653 | 71.8434 | 72.2158 | 72.5569 | 73.0442 | 73.231 | 73.887 | 74.4177 | 75.379 | 76.1466 | 76.8338 | 77.5121 | 77.9623 | 78.3007 | 78.8072 | 79.1623 | 79.2393 | Total peak demand with CF (MW)_Total peak demand with CF (MW)
BEESTON ROYDS 132/33KV | KIRKSTALL B | NPgY | NG FES - Community Renewables | Total peak demand with CF (MW) | BSP | 106.4705 | 107.9765 | 106.3152 | 104.7892 | 103.9739 | 103.0921 | 102.4751 | 102.4667 | 101.1886 | 100.6412 | 101.0287 | 101.3028 | 101.6676 | 102.1897 | 103.4742 | 104.5017 | 105.8571 | 106.5976 | 107.3243 | 107.9283 | 108.5091 | 109.0829 | 109.5163 | 110.372 | 111.1299 | 112.512 | 113.5115 | 114.5403 | 115.4351 | 116.1105 | 116.5903 | 117.2175 | 117.8319 | 118.0942 | Total peak demand with CF (MW)_Total peak demand with CF (MW)
BEVERLEY 132/33KV | CREYKE BECK | NPgY | NG FES - Community Renewables | Total peak demand with CF (MW) | BSP | 83.971 | 86.7383 | 85.7004 | 83.8575 | 82.9232 | 82.0709 | 81.2424 | 80.7166 | 79.1169 | 78.3036 | 79.1063 | 79.9112 | 80.9185 | 82.1457 | 83.7804 | 85.3084 | 86.8643 | 87.6444 | 88.3584 | 88.6537 | 88.8466 | 89.3132 | 89.3409 | 90.0586 | 90.5562 | 91.6659 | 92.5616 | 93.313 | 94.0435 | 94.482 | 94.7644 | 95.2988 | 95.5267 | 95.3623 | Total peak demand with CF (MW)_Total peak demand with CF (MW)
BINGLEY 132/33KV | BRADFORD WEST | NPgY | NG FES - Community Renewables | Total peak demand with CF (MW) | BSP | 53.4819 | 52.6879 | 51.9411 | 50.584 | 49.8241 | 49.174 | 48.5667 | 48.2602 | 47.2098 | 46.497 | 46.9017 | 47.2464 | 47.731 | 48.3563 | 49.189 | 49.9993 | 50.8134 | 51.133 | 51.4386 | 51.5569 | 51.6426 | 51.885 | 51.7965 | 52.1814 | 52.3906 | 53.0409 | 53.5784 | 53.9963 | 54.3991 | 54.6864 | 54.8774 | 55.2422 | 55.4101 | 55.3223 | Total peak demand with CF (MW)_Total peak demand with CF (MW)
BLACKBURN MEADOWS B | WEST MELTON / THORPE MARSH | NPgY | NG FES - Community Renewables | Total peak demand with CF (MW) | BSP | 37.1081 | 37.4283 | 36.7953 | 36.3636 | 36.1032 | 35.7857 | 35.5562 | 35.5337 | 35.0851 | 34.7485 | 34.6327 | 34.4375 | 34.2615 | 34.1164 | 34.259 | 34.3221 | 34.5434 | 34.6164 | 34.6968 | 34.8279 | 34.9587 | 35.0411 | 35.1368 | 35.3098 | 35.4749 | 35.7974 | 36.0085 | 36.22 | 36.4098 | 36.6243 | 36.756 | 36.9143 | 37.1181 | 37.2083 | Total peak demand with CF (MW)_Total peak demand with CF (MW)
BLYTON | KEADBY | NPgY | NG FES - Community Renewables | Total peak demand with CF (MW) | BSP | 49.3229 | 48.9884 | 48.5601 | 47.4271 | 46.9065 | 46.4132 | 45.8496 | 45.4817 | 44.3621 | 43.8219 | 44.3293 | 44.8177 | 45.3757 | 46.069 | 46.9339 | 47.8605 | 48.7627 | 49.2497 | 49.725 | 50.022 | 50.215 | 50.5305 | 50.5171 | 50.9449 | 51.1556 | 51.7214 | 52.2842 | 52.631 | 53.193 | 53.5763 | 53.8939 | 54.3782 | 54.6765 | 54.744 | Total peak demand with CF (MW)_Total peak demand with CF (MW)
BRADFORD | BRADFORD WEST | NPgY | NG FES - Community Renewables | Total peak demand with CF (MW) | BSP | 81.5465 | 81.756 | 80.5178 | 78.9421 | 78.0726 | 77.2716 | 76.6325 | 76.4803 | 75.2839 | 74.5701 | 75.037 | 75.4064 | 75.9384 | 76.6253 | 77.7704 | 78.7842 | 79.9168 | 80.424 | 80.8877 | 81.1835 | 81.4486 | 81.8349 | 81.9453 | 82.5702 | 83.0555 | 84.1008 | 84.9124 | 85.6386 | 86.2908 | 86.8377 | 87.2104 | 87.7719 | 88.1712 | 88.2227 | Total peak demand with CF (MW)_Total peak demand with CF (MW)
BRAMHAM | FERRYBRIDGE B | NPgY | NG FES - Community Renewables | Total peak demand with CF (MW) | BSP | 65.6055 | 68.2589 | 67.3556 | 66.1225 | 65.497 | 64.8945 | 64.3901 | 64.3372 | 63.3493 | 62.8306 | 63.1893 | 63.469 | 63.8217 | 64.303 | 65.1502 | 65.9562 | 66.8669 | 67.3257 | 67.7778 | 68.1205 | 68.3863 | 68.7164 | 68.8053 | 69.2913 | 69.6138 | 70.3507 | 70.9778 | 71.4613 | 72.0519 | 72.5246 | 72.8806 | 73.385 | 73.7818 | 73.9138 | Total peak demand with CF (MW)_Total peak demand with CF (MW)
BRANSHOLME | CREYKE BECK | NPgY | NG FES - Community Renewables | Total peak demand with CF (MW) | BSP | 47.347 | 48.4551 | 47.8678 | 46.8466 | 46.302 | 45.7807 | 45.2379 | 44.7211 | 43.6994 | 43.1415 | 43.5604 | 43.9994 | 44.5798 | 45.2859 | 46.2389 | 47.109 | 48.0001 | 48.4475 | 48.8401 | 48.9438 | 49.0033 | 49.2276 | 49.2298 | 49.6202 | 49.9019 | 50.5519 | 51.0293 | 51.4797 | 51.8069 | 51.9523 | 51.9898 | 52.1677 | 52.1334 | 51.8583 | Total peak demand with CF (MW)_Total peak demand with CF (MW)
BRIGHOUSE 132/33KV | ELLAND | NPgY | NG FES - Community Renewables | Total peak demand with CF (MW) | BSP | 73.8216 | 75.3208 | 74.1964 | 72.9543 | 72.2789 | 71.6095 | 71.093 | 70.9779 | 69.9672 | 69.4187 | 69.7561 | 70.0148 | 70.3845 | 70.8785 | 71.8434 | 72.6558 | 73.6321 | 74.1026 | 74.5446 | 74.8631 | 75.1575 | 75.5174 | 75.6999 | 76.2682 | 76.7523 | 77.7049 | 78.4152 | 79.0989 | 79.6895 | 80.1687 | 80.4964 | 80.963 | 81.3447 | 81.4422 | Total peak demand with CF (MW)_Total peak demand with CF (MW)
DONCASTER B/THORPE MARSH | WEST MELTON / THORPE MARSH | NPgY | NG FES - Community Renewables | Total peak demand with CF (MW) | BSP | 155.6452 | 160.5564 | 158.9898 | 156.4535 | 155.5381 | 154.4793 | 153.5314 | 152.9047 | 150.4348 | 150.2299 | 152.0787 | 154.0769 | 156.2171 | 158.691 | 161.9886 | 165.1584 | 168.3903 | 170.4514 | 172.2786 | 173.3935 | 174.3334 | 175.6827 | 176.4839 | 178.366 | 179.9894 | 181.9164 | 183.6031 | 184.8517 | 186.6958 | 187.7531 | 188.5557 | 189.7376 | 190.507 | 190.637 | Total peak demand with CF (MW)_Total peak demand with CF (MW)
DONCASTER CENTRAL | WEST MELTON / THORPE MARSH | NPgY | NG FES - Community Renewables | Total peak demand with CF (MW) | BSP | 24.1477 | 24.0899 | 23.7808 | 23.394 | 23.2253 | 23.045 | 22.9103 | 22.8877 | 22.5669 | 22.499 | 22.7044 | 22.9037 | 23.1265 | 23.3918 | 23.8008 | 24.1801 | 24.5906 | 24.8338 | 25.0527 | 25.2159 | 25.3607 | 25.5373 | 25.6492 | 25.9038 | 26.134 | 26.4476 | 26.711 | 26.926 | 27.1915 | 27.3911 | 27.5436 | 27.7469 | 27.9096 | 27.975 | Total peak demand with CF (MW)_Total peak demand with CF (MW)
DRIFFIELD/BEVERLEY GROUP | CREYKE BECK | NPgY | NG FES - Community Renewables | Total peak demand with CF (MW) | BSP | 110.3559 | 109.5237 | 108.1996 | 105.8572 | 104.7356 | 103.666 | 102.6498 | 102.2912 | 100.3256 | 99.5902 | 100.7946 | 101.9548 | 103.2396 | 104.7964 | 106.9572 | 109.0615 | 111.2564 | 112.5586 | 113.8515 | 114.7847 | 115.5099 | 116.4529 | 116.7785 | 117.9008 | 118.6494 | 120.2006 | 121.6242 | 122.7185 | 124.1373 | 125.156 | 126.0128 | 127.1781 | 128.0453 | 128.4354 | Total peak demand with CF (MW)_Total peak demand with CF (MW)
FEATHERSTONE | FERRYBRIDGE B | NPgY | NG FES - Community Renewables | Total peak demand with CF (MW) | BSP | 83.0468 | 83.4428 | 82.2072 | 80.8388 | 80.1287 | 79.4228 | 78.9088 | 78.9005 | 77.8387 | 77.3665 | 77.7791 | 78.1095 | 78.5292 | 79.0953 | 80.2082 | 81.1749 | 82.334 | 82.9521 | 83.5518 | 84.0262 | 84.4734 | 84.9734 | 85.2703 | 85.9987 | 86.6356 | 87.7821 | 88.6606 | 89.5057 | 90.2845 | 90.8862 | 91.3354 | 91.9366 | 92.4593 | 92.6744 | Total peak demand with CF (MW)_Total peak demand with CF (MW)
GIRLINGTON | BRADFORD WEST | NPgY | NG FES - Community Renewables | Total peak demand with CF (MW) | BSP | 52.2851 | 53.5386 | 52.6608 | 51.827 | 51.3194 | 50.8021 | 50.4356 | 50.4687 | 49.7903 | 49.1831 | 48.9956 | 48.672 | 48.4263 | 48.2559 | 48.4306 | 48.5483 | 48.8436 | 48.8708 | 48.9265 | 49.0335 | 49.1374 | 49.2231 | 49.221 | 49.4342 | 49.5962 | 50.0253 | 50.3271 | 50.5786 | 50.816 | 51.0967 | 51.2671 | 51.5118 | 51.7602 | 51.8219 | Total peak demand with CF (MW)_Total peak demand with CF (MW)
HALIFAX 132/33KV | ELLAND | NPgY | NG FES - Community Renewables | Total peak demand with CF (MW) | BSP | 24.1375 | 23.8788 | 23.538 | 23.0038 | 22.7175 | 22.4731 | 22.2834 | 22.2697 | 21.9136 | 21.6961 | 21.8912 | 22.058 | 22.282 | 22.5599 | 22.964 | 23.3434 | 23.7392 | 23.9203 | 24.0921 | 24.2114 | 24.312 | 24.4577 | 24.4875 | 24.7091 | 24.8666 | 25.2124 | 25.5108 | 25.7514 | 26.0017 | 26.2281 | 26.4016 | 26.6465 | 26.8173 | 26.8694 | Total peak demand with CF (MW)_Total peak demand with CF (MW)
HECKMONDWIKE | SKELTON GRANGE | NPgY | NG FES - Community Renewables | Total peak demand with CF (MW) | BSP | 49.1337 | 48.8299 | 48.1002 | 47.1176 | 46.5875 | 46.1122 | 45.7617 | 45.7437 | 45.0776 | 44.73 | 45.0413 | 45.3112 | 45.6722 | 46.141 | 46.882 | 47.5408 | 48.2733 | 48.6175 | 48.9495 | 49.1351 | 49.3032 | 49.5642 | 49.6256 | 50.0211 | 50.33 | 50.9903 | 51.4834 | 51.9512 | 52.3379 | 52.5906 | 52.7557 | 53.0393 | 53.2173 | 53.1945 | Total peak demand with CF (MW)_Total peak demand with CF (MW)
HOLMFIELD | BRADFORD WEST | NPgY | NG FES - Community Renewables | Total peak demand with CF (MW) | BSP | 64.7343 | 64.6536 | 63.7906 | 62.1705 | 61.3205 | 60.6057 | 59.9455 | 59.5591 | 58.3336 | 57.7455 | 58.5344 | 59.3274 | 60.292 | 61.4401 | 62.8539 | 64.2 | 65.5131 | 66.177 | 66.7712 | 66.9962 | 67.1775 | 67.5904 | 67.6131 | 68.2399 | 68.6641 | 69.6374 | 70.4234 | 71.1092 | 71.7254 | 72.0684 | 72.2975 | 72.7457 | 72.9089 | 72.7548 | Total peak demand with CF (MW)_Total peak demand with CF (MW)
HULL EAST 132/33KV | SALTEND NORTH | NPgY | NG FES - Community Renewables | Total peak demand with CF (MW) | BSP | 55.5069 | 55.6804 | 54.7737 | 53.9382 | 53.4319 | 52.8718 | 52.4356 | 52.3425 | 51.5335 | 50.8978 | 50.7138 | 50.4004 | 50.1634 | 50.0062 | 50.2272 | 50.377 | 50.7272 | 50.8095 | 50.923 | 51.0724 | 51.2052 | 51.3154 | 51.3451 | 51.577 | 51.7532 | 52.1781 | 52.4735 | 52.7163 | 52.9745 | 53.2436 | 53.4038 | 53.6336 | 53.8818 | 53.9454 | Total peak demand with CF (MW)_Total peak demand with CF (MW)
HULL SOUTH | CREYKE BECK | NPgY | NG FES - Community Renewables | Total peak demand with CF (MW) | BSP | 75.4306 | 76.5258 | 75.4622 | 74.0299 | 73.2664 | 72.5558 | 71.9693 | 71.798 | 70.6512 | 70.0046 | 70.4761 | 70.87 | 71.4101 | 72.0963 | 73.2021 | 74.1997 | 75.2965 | 75.8108 | 76.2855 | 76.6026 | 76.8868 | 77.2794 | 77.4082 | 78.0313 | 78.5187 | 79.516 | 80.3121 | 81.0096 | 81.6749 | 82.2264 | 82.6213 | 83.1969 | 83.6136 | 83.706 | Total peak demand with CF (MW)_Total peak demand with CF (MW)
HULL WEST | CREYKE BECK | NPgY | NG FES - Community Renewables | Total peak demand with CF (MW) | BSP | 61.5774 | 61.3324 | 60.4967 | 59.3853 | 58.7884 | 58.2003 | 57.6513 | 57.3244 | 56.2505 | 55.5448 | 55.7794 | 55.965 | 56.284 | 56.7231 | 57.4877 | 58.1508 | 58.9093 | 59.2012 | 59.4557 | 59.5181 | 59.5421 | 59.6826 | 59.6249 | 59.9465 | 60.1451 | 60.731 | 61.1482 | 61.5006 | 61.8039 | 62.003 | 62.0736 | 62.2826 | 62.3622 | 62.1879 | Total peak demand with CF (MW)_Total peak demand with CF (MW)
HUMBERSTON | GRIMSBY WEST | NPgY | NG FES - Community Renewables | Total peak demand with CF (MW) | BSP | 39.0519 | 39.509 | 38.9115 | 38.3467 | 38.0388 | 37.7355 | 37.547 | 37.6254 | 37.2093 | 36.8548 | 36.8429 | 36.7721 | 36.7825 | 36.8434 | 37.127 | 37.3397 | 37.643 | 37.6942 | 37.7063 | 37.6313 | 37.5402 | 37.4775 | 37.3662 | 37.4363 | 37.4324 | 37.6254 | 37.7112 | 37.76 | 37.7655 | 37.7758 | 37.6717 | 37.6367 | 37.5289 | 37.2479 | Total peak demand with CF (MW)_Total peak demand with CF (MW)
HUNNINGLEY | WEST MELTON SECTION 3 | NPgY | NG FES - Community Renewables | Total peak demand with CF (MW) | BSP | 38.401 | 39.8125 | 39.26 | 38.6931 | 38.4094 | 38.1009 | 37.8577 | 37.7713 | 37.2461 | 37.0517 | 37.2584 | 37.4449 | 37.6681 | 37.956 | 38.5075 | 38.9713 | 39.5325 | 39.8516 | 40.1522 | 40.3629 | 40.5627 | 40.7974 | 40.9597 | 41.2983 | 41.5985 | 42.1089 | 42.4805 | 42.857 | 43.1905 | 43.4102 | 43.5599 | 43.7714 | 43.9517 | 43.998 | Total peak demand with CF (MW)_Total peak demand with CF (MW)
HUNSHELF | WEST MELTON SECTION 3 | NPgY | NG FES - Community Renewables | Total peak demand with CF (MW) | BSP | 67.3718 | 67.5021 | 66.5163 | 65.513 | 65.0228 | 64.4811 | 64.0288 | 63.8677 | 62.9603 | 62.3484 | 62.4731 | 62.5498 | 62.5956 | 62.7089 | 63.2253 | 63.6523 | 64.2579 | 64.4936 | 64.6967 | 64.7942 | 64.8475 | 64.9226 | 64.8903 | 65.1212 | 65.1981 | 65.5397 | 65.7646 | 65.8713 | 66.0892 | 66.2393 | 66.241 | 66.3441 | 66.3946 | 66.1964 | Total peak demand with CF (MW)_Total peak demand with CF (MW)
IMMINGHAM | GRIMSBY WEST | NPgY | NG FES - Community Renewables | Total peak demand with CF (MW) | BSP | 58.7195 | 61.1821 | 60.2054 | 59.5592 | 59.2186 | 58.7587 | 58.4581 | 58.5324 | 57.9183 | 57.5249 | 57.3704 | 57.1126 | 56.8121 | 56.5484 | 56.7152 | 56.7816 | 57.104 | 57.2292 | 57.3692 | 57.566 | 57.7261 | 57.7793 | 57.8714 | 58.0587 | 58.1729 | 58.4399 | 58.5954 | 58.6896 | 58.901 | 59.104 | 59.1924 | 59.3139 | 59.5284 | 59.5838 | Total peak demand with CF (MW)_Total peak demand with CF (MW)
KIRKHAW LANE | FERRYBRIDGE B | NPgY | NG FES - Community Renewables | Total peak demand with CF (MW) | BSP | 63.985 | 66.5104 | 65.4037 | 64.6223 | 64.0798 | 63.401 | 62.8255 | 62.5318 | 61.4962 | 60.5765 | 60.1106 | 59.4566 | 58.9232 | 58.4472 | 58.3856 | 58.2103 | 58.3002 | 58.1501 | 58.0127 | 57.9464 | 57.872 | 57.7087 | 57.5785 | 57.5749 | 57.503 | 57.6529 | 57.6558 | 57.6213 | 57.5877 | 57.6475 | 57.5609 | 57.5189 | 57.5508 | 57.3941 | Total peak demand with CF (MW)_Total peak demand with CF (MW)
KIRKSTALL C 2/5 | KIRKSTALL B | NPgY | NG FES - Community Renewables | Total peak demand with CF (MW) | BSP | 54.4481 | 56.6539 | 55.7075 | 55.0918 | 54.7009 | 54.2174 | 53.8735 | 53.8601 | 53.1963 | 52.6223 | 52.3603 | 51.9532 | 51.5926 | 51.2686 | 51.352 | 51.3261 | 51.5383 | 51.5449 | 51.5648 | 51.6915 | 51.8104 | 51.8334 | 51.8963 | 52.0536 | 52.163 | 52.486 | 52.6874 | 52.8499 | 53.0412 | 53.3261 | 53.482 | 53.6734 | 53.944 | 54.0479 | Total peak demand with CF (MW)_Total peak demand with CF (MW)
KIRKSTALL C/RING ROAD HORSFORTH | KIRKSTALL B | NPgY | NG FES - Community Renewables | Total peak demand with CF (MW) | BSP | 86.8255 | 85.7624 | 84.7082 | 82.5287 | 81.3783 | 80.3909 | 79.3612 | 78.5151 | 76.6006 | 75.5419 | 76.5799 | 77.6391 | 78.9416 | 80.4979 | 82.4278 | 84.2914 | 86.1064 | 87.0404 | 87.8718 | 88.1338 | 88.333 | 88.8603 | 88.8673 | 89.7032 | 90.149 | 91.3759 | 92.3729 | 93.2083 | 93.954 | 94.3146 | 94.4908 | 94.9743 | 94.9807 | 94.5092 | Total peak demand with CF (MW)_Total peak demand with CF (MW)
LEEDS EAST | SKELTON GRANGE | NPgY | NG FES - Community Renewables | Total peak demand with CF (MW) | BSP | 80.559 | 89.2862 | 88.1134 | 86.5463 | 85.6875 | 84.8682 | 84.1759 | 83.9343 | 82.6432 | 81.9138 | 82.4171 | 82.826 | 83.3514 | 84.0333 | 85.1674 | 86.1848 | 87.3439 | 87.9148 | 88.4811 | 88.8589 | 89.1964 | 89.6091 | 89.744 | 90.3632 | 90.691 | 91.597 | 92.3272 | 92.9324 | 93.5852 | 94.0449 | 94.3663 | 94.8686 | 95.2304 | 95.2759 | Total peak demand with CF (MW)_Total peak demand with CF (MW)
LEEDS NORTH | SKELTON GRANGE | NPgY | NG FES - Community Renewables | Total peak demand with CF (MW) | BSP | 71.5987 | 73.4944 | 72.4553 | 70.8777 | 69.9565 | 69.083 | 68.1924 | 67.4781 | 65.9232 | 64.7849 | 65.187 | 65.5055 | 66.0002 | 66.6347 | 67.5913 | 68.463 | 69.3977 | 69.7425 | 70.0381 | 70.0802 | 70.0788 | 70.2447 | 70.117 | 70.477 | 70.5051 | 71.0393 | 71.4683 | 71.7176 | 72.0302 | 72.247 | 72.3007 | 72.5448 | 72.5607 | 72.2416 | Total peak demand with CF (MW)_Total peak demand with CF (MW)
LINDLEY | ELLAND | NPgY | NG FES - Community Renewables | Total peak demand with CF (MW) | BSP | 74.8713 | 78.7276 | 77.6495 | 76.0898 | 75.2471 | 74.4941 | 73.9 | 73.8276 | 72.7128 | 72.023 | 72.437 | 72.7583 | 73.2246 | 73.8532 | 74.8594 | 75.7936 | 76.8178 | 77.2512 | 77.6719 | 77.9208 | 78.133 | 78.4891 | 78.4998 | 79.0379 | 79.4107 | 80.2813 | 80.9788 | 81.5449 | 82.1172 | 82.5566 | 82.8567 | 83.3496 | 83.6705 | 83.6708 | Total peak demand with CF (MW)_Total peak demand with CF (MW)
LOW ROAD | SKELTON GRANGE | NPgY | NG FES - Community Renewables | Total peak demand with CF (MW) | BSP | 85.7039 | 94.4417 | 92.9869 | 91.8684 | 91.1916 | 90.4101 | 89.8517 | 89.8284 | 88.7636 | 87.9485 | 87.7216 | 87.3038 | 86.9424 | 86.6691 | 87.0545 | 87.2711 | 87.8475 | 88.0513 | 88.2999 | 88.6586 | 89.0061 | 89.2666 | 89.4924 | 89.9386 | 90.304 | 91.0654 | 91.6038 | 92.1011 | 92.606 | 93.1501 | 93.5167 | 93.9612 | 94.493 | 94.7566 | Total peak demand with CF (MW)_Total peak demand with CF (MW)
MALLARD WAY | WEST MELTON / THORPE MARSH | NPgY | NG FES - Community Renewables | Total peak demand with CF (MW) | BSP | 31.3352 | 96.963 | 96.5134 | 95.9934 | 95.7154 | 95.4388 | 95.2257 | 95.1928 | 94.7616 | 94.5074 | 94.6213 | 94.6965 | 94.8176 | 94.9927 | 95.3612 | 95.6748 | 96.0601 | 96.2338 | 96.4043 | 96.5331 | 96.6498 | 96.785 | 96.8401 | 97.0638 | 97.2394 | 97.6173 | 97.9031 | 98.1667 | 98.4067 | 98.605 | 98.7416 | 98.9389 | 99.1018 | 99.1447 | Total peak demand with CF (MW)_Total peak demand with CF (MW)
MENSTON | BRADFORD WEST | NPgY | NG FES - Community Renewables | Total peak demand with CF (MW) | BSP | 56.1919 | 55.8127 | 55.0341 | 53.913 | 53.3108 | 52.7388 | 52.2105 | 51.9508 | 50.9578 | 50.3535 | 50.6792 | 50.9396 | 51.2972 | 51.764 | 52.4993 | 53.1894 | 53.9384 | 54.2675 | 54.5669 | 54.7302 | 54.8599 | 55.0777 | 55.0754 | 55.4382 | 55.6374 | 56.1927 | 56.6478 | 56.9816 | 57.375 | 57.6713 | 57.8588 | 58.1836 | 58.3828 | 58.345 | Total peak demand with CF (MW)_Total peak demand with CF (MW)
MOSS ROAD | GRIMSBY WEST | NPgY | NG FES - Community Renewables | Total peak demand with CF (MW) | BSP | 34.7545 | 34.7954 | 34.2794 | 33.7526 | 33.4677 | 33.1741 | 32.948 | 32.899 | 32.4335 | 32.1351 | 32.2217 | 32.2625 | 32.3642 | 32.5153 | 32.8817 | 33.1787 | 33.5546 | 33.7018 | 33.8264 | 33.9116 | 33.9843 | 34.0768 | 34.1113 | 34.3139 | 34.4898 | 34.8637 | 35.1327 | 35.3803 | 35.5907 | 35.7932 | 35.9122 | 36.0927 | 36.2375 | 36.2442 | Total peak demand with CF (MW)_Total peak demand with CF (MW)
OSGODBY 1/2 | DRAX | NPgY | NG FES - Community Renewables | Total peak demand with CF (MW) | BSP | 1.1692 | 1.1874 | 1.1663 | 1.1571 | 1.1523 | 1.1454 | 1.1424 | 1.1469 | 1.1403 | 1.1304 | 1.1224 | 1.1124 | 1.0998 | 1.0866 | 1.0821 | 1.0745 | 1.0731 | 1.0686 | 1.0641 | 1.0618 | 1.0596 | 1.0543 | 1.052 | 1.0498 | 1.0466 | 1.0465 | 1.0434 | 1.0402 | 1.0371 | 1.0365 | 1.0329 | 1.0293 | 1.0287 | 1.0251 | Total peak demand with CF (MW)_Total peak demand with CF (MW)
OSGODBY 3/4 | DRAX | NPgY | NG FES - Community Renewables | Total peak demand with CF (MW) | BSP | 53.6687 | 53.749 | 53.0556 | 51.9538 | 51.4137 | 50.8774 | 50.3462 | 50.0993 | 49.0989 | 48.7154 | 49.2151 | 49.6869 | 50.1945 | 50.8264 | 51.7476 | 52.6514 | 53.6143 | 54.1958 | 54.7689 | 55.1726 | 55.4845 | 55.8571 | 56.0005 | 56.4944 | 56.7999 | 57.4799 | 58.0791 | 58.5527 | 59.1549 | 59.5417 | 59.8576 | 60.3047 | 60.6382 | 60.7618 | Total peak demand with CF (MW)_Total peak demand with CF (MW)
RODLEY | SKELTON GRANGE | NPgY | NG FES - Community Renewables | Total peak demand with CF (MW) | BSP | 73.2187 | 74.9911 | 73.9507 | 72.4003 | 71.5442 | 70.7757 | 70.0927 | 69.7802 | 68.5213 | 67.6985 | 68.1222 | 68.4672 | 68.973 | 69.6378 | 70.6564 | 71.5923 | 72.5975 | 73.0037 | 73.3772 | 73.5474 | 73.6946 | 74.0006 | 73.9861 | 74.5043 | 74.8552 | 75.7396 | 76.424 | 77.0128 | 77.5299 | 77.9173 | 78.1598 | 78.5959 | 78.8391 | 78.7603 | Total peak demand with CF (MW)_Total peak demand with CF (MW)
SAINT ANDREWS ROAD 132/33KV | SKELTON GRANGE | NPgY | NG FES - Community Renewables | Total peak demand with CF (MW) | BSP | 66.3167 | 70.2404 | 69.1494 | 68.1148 | 67.5212 | 66.9055 | 66.4725 | 66.5035 | 65.6759 | 65.0948 | 65.0458 | 64.8721 | 64.7417 | 64.7123 | 65.1644 | 65.5194 | 66.1119 | 66.3654 | 66.6591 | 66.9709 | 67.2775 | 67.5547 | 67.7249 | 68.159 | 68.5195 | 69.2546 | 69.7928 | 70.3096 | 70.7844 | 71.2049 | 71.5057 | 71.8953 | 72.2971 | 72.4769 | Total peak demand with CF (MW)_Total peak demand with CF (MW)
SALTEND 132/33KV | SALTEND NORTH | NPgY | NG FES - Community Renewables | Total peak demand with CF (MW) | BSP | 4.3497 | 4.4613 | 4.3307 | 4.2729 | 4.2331 | 4.1742 | 4.1334 | 4.129 | 4.0493 | 3.9694 | 3.9093 | 3.8299 | 3.7525 | 3.6757 | 3.652 | 3.6098 | 3.6045 | 3.5806 | 3.5567 | 3.5475 | 3.5384 | 3.511 | 3.5019 | 3.493 | 3.4803 | 3.486 | 3.4735 | 3.461 | 3.4484 | 3.452 | 3.4375 | 3.4231 | 3.4265 | 3.4118 | Total peak demand with CF (MW)_Total peak demand with CF (MW)
SANTON | KEADBY | NPgY | NG FES - Community Renewables | Total peak demand with CF (MW) | BSP | 59.5882 | 61.4415 | 60.5279 | 59.6115 | 59.1279 | 58.5534 | 58.066 | 57.922 | 57.0113 | 56.5779 | 56.6907 | 56.7141 | 56.7328 | 56.8389 | 57.3581 | 57.8253 | 58.4874 | 58.8802 | 59.2994 | 59.706 | 60.0495 | 60.3454 | 60.5471 | 60.9595 | 61.252 | 61.7753 | 62.2067 | 62.5324 | 63.0234 | 63.3974 | 63.6796 | 64.0377 | 64.4102 | 64.5965 | Total peak demand with CF (MW)_Total peak demand with CF (MW)
SCUNTHORPE NORTH | KEADBY | NPgY | NG FES - Community Renewables | Total peak demand with CF (MW) | BSP | 120.1812 | 124.0245 | 121.9163 | 120.7874 | 120.1528 | 119.2922 | 118.7776 | 118.9726 | 117.9097 | 116.8746 | 116.2447 | 115.3846 | 114.4111 | 113.4519 | 113.4009 | 113.0713 | 113.3177 | 113.1851 | 113.0581 | 113.1463 | 113.2231 | 113.0499 | 113.0821 | 113.2213 | 113.311 | 113.7496 | 113.88 | 113.9843 | 114.1131 | 114.4338 | 114.4647 | 114.5323 | 114.8404 | 114.8179 | Total peak demand with CF (MW)_Total peak demand with CF (MW)
SCUNTHORPE SOUTH | KEADBY | NPgY | NG FES - Community Renewables | Total peak demand with CF (MW) | BSP | 20.4878 | 20.9168 | 20.6478 | 20.2827 | 20.0922 | 19.9272 | 19.7946 | 19.7476 | 19.4567 | 19.2317 | 19.3478 | 19.4496 | 19.6412 | 19.8651 | 20.1422 | 20.3725 | 20.5904 | 20.6072 | 20.5666 | 20.4208 | 20.2585 | 20.1658 | 20.0122 | 20.0113 | 19.9713 | 20.0541 | 20.0836 | 20.0771 | 20.035 | 20.0044 | 19.9057 | 19.8665 | 19.7451 | 19.517 | Total peak demand with CF (MW)_Total peak demand with CF (MW)
SILSDEN | BRADFORD WEST | NPgY | NG FES - Community Renewables | Total peak demand with CF (MW) | BSP | 77.9383 | 78.8845 | 77.9041 | 76.0624 | 75.0912 | 74.242 | 73.395 | 72.8484 | 71.2658 | 70.2947 | 71.0342 | 71.7389 | 72.6562 | 73.7701 | 75.1948 | 76.5579 | 77.9043 | 78.5024 | 79.0271 | 79.1765 | 79.2501 | 79.6262 | 79.4873 | 79.9991 | 80.2332 | 81.0726 | 81.7896 | 82.2866 | 82.8554 | 83.2261 | 83.4361 | 83.901 | 84.0404 | 83.7892 | Total peak demand with CF (MW)_Total peak demand with CF (MW)
SOWERBY BRIDGE 132/33KV | ELLAND | NPgY | NG FES - Community Renewables | Total peak demand with CF (MW) | BSP | 71.9009 | 72.2817 | 71.2816 | 69.6318 | 68.7209 | 67.8834 | 67.0999 | 66.6789 | 65.2967 | 64.4327 | 64.9653 | 65.4216 | 66.0257 | 66.7948 | 67.897 | 68.9419 | 70.0433 | 70.5386 | 71.0229 | 71.2863 | 71.4893 | 71.8806 | 71.8413 | 72.3261 | 72.568 | 73.329 | 73.9849 | 74.4489 | 75.0149 | 75.426 | 75.7082 | 76.1947 | 76.4707 | 76.425 | Total peak demand with CF (MW)_Total peak demand with CF (MW)
STAYGATE | SKELTON GRANGE | NPgY | NG FES - Community Renewables | Total peak demand with CF (MW) | BSP | 84.81 | 87.1295 | 85.7853 | 84.4328 | 83.6866 | 82.9206 | 82.3441 | 82.2353 | 81.1169 | 80.5268 | 80.8308 | 81.036 | 81.3443 | 81.7841 | 82.7896 | 83.6108 | 84.6549 | 85.1676 | 85.6555 | 86.0298 | 86.3841 | 86.7829 | 87.0224 | 87.649 | 88.1976 | 89.2427 | 89.9998 | 90.7492 | 91.3914 | 91.9017 | 92.2438 | 92.7232 | 93.1499 | 93.2728 | Total peak demand with CF (MW)_Total peak demand with CF (MW)
THORNHILL 132KV | ELLAND | NPgY | NG FES - Community Renewables | Total peak demand with CF (MW) | BSP | 99.8186 | 100.1823 | 98.7266 | 96.847 | 95.8549 | 94.9422 | 94.2618 | 94.2379 | 92.8948 | 92.184 | 92.7565 | 93.2321 | 93.8747 | 94.7177 | 96.1324 | 97.3957 | 98.8197 | 99.4926 | 100.1317 | 100.54 | 100.9042 | 101.4305 | 101.5903 | 102.3841 | 103.0242 | 104.3185 | 105.3142 | 106.2185 | 107.0405 | 107.6583 | 108.0841 | 108.7383 | 109.205 | 109.2618 | Total peak demand with CF (MW)_Total peak demand with CF (MW)
WAKEFIELD MONCKTON ROAD | WEST MELTON SECTION 3 | NPgY | NG FES - Community Renewables | Total peak demand with CF (MW) | BSP | 51.3298 | 52.067 | 51.3082 | 50.4673 | 50.0197 | 49.5734 | 49.235 | 49.1997 | 48.5131 | 48.1501 | 48.3793 | 48.5466 | 48.7743 | 49.0874 | 49.732 | 50.2826 | 50.9567 | 51.2958 | 51.6284 | 51.8931 | 52.1421 | 52.4241 | 52.5801 | 52.9932 | 53.3136 | 53.9586 | 54.4555 | 54.9162 | 55.3575 | 55.711 | 55.967 | 56.3169 | 56.6198 | 56.7315 | Total peak demand with CF (MW)_Total peak demand with CF (MW)
WAKEFIELD NORTH | SKELTON GRANGE | NPgY | NG FES - Community Renewables | Total peak demand with CF (MW) | BSP | 74.8201 | 77.6137 | 76.5673 | 75.1847 | 74.4693 | 73.8071 | 73.3046 | 73.2563 | 72.2279 | 71.779 | 72.279 | 72.7293 | 73.2864 | 74.0075 | 75.182 | 76.2281 | 77.4102 | 78.036 | 78.6549 | 79.0671 | 79.4621 | 79.9699 | 80.2003 | 80.9085 | 81.491 | 82.6187 | 83.4756 | 84.3211 | 85.043 | 85.5114 | 85.8614 | 86.3785 | 86.7658 | 86.866 | Total peak demand with CF (MW)_Total peak demand with CF (MW)
WEST MELTON | WEST MELTON SECTION 3 | NPgY | NG FES - Community Renewables | Total peak demand with CF (MW) | BSP | 118.3927 | 118.233 | 116.784 | 114.439 | 113.3215 | 112.246 | 111.3098 | 110.8564 | 108.907 | 108.248 | 109.3755 | 110.5007 | 111.7924 | 113.3663 | 115.5539 | 117.6318 | 119.7966 | 121.0171 | 122.164 | 122.8717 | 123.5035 | 124.4146 | 124.7932 | 126.0588 | 127.1178 | 128.7988 | 130.174 | 131.3578 | 132.6258 | 133.4056 | 134.0019 | 134.9087 | 135.5016 | 135.6025 | Total peak demand with CF (MW)_Total peak demand with CF (MW)
WHINMOOR | FERRYBRIDGE B | NPgY | NG FES - Community Renewables | Total peak demand with CF (MW) | BSP | 69.0865 | 79.7604 | 78.8591 | 77.3313 | 76.5431 | 75.8343 | 75.1654 | 74.7266 | 73.4459 | 72.8344 | 73.5465 | 74.2616 | 75.1078 | 76.1282 | 77.4808 | 78.7398 | 80.028 | 80.6981 | 81.3147 | 81.5842 | 81.8101 | 82.2173 | 82.2939 | 82.9226 | 83.3266 | 84.2868 | 85.0412 | 85.7191 | 86.3322 | 86.654 | 86.8609 | 87.2671 | 87.4381 | 87.3036 | Total peak demand with CF (MW)_Total peak demand with CF (MW)
WOLD NEWTON | KEADBY | NPgY | NG FES - Community Renewables | Total peak demand with CF (MW) | BSP | 52.0235 | 52.2531 | 51.7066 | 50.9989 | 50.7507 | 50.5578 | 50.5886 | 51.2479 | 51.0804 | 51.0858 | 51.6897 | 52.2031 | 52.8392 | 53.5034 | 54.3735 | 55.1382 | 55.8948 | 56.1868 | 56.3334 | 56.2396 | 56.0322 | 55.8709 | 55.5818 | 55.6306 | 55.5102 | 55.6831 | 55.7456 | 55.661 | 55.5432 | 55.4563 | 55.1032 | 54.9131 | 54.3696 | 53.4469 | Total peak demand with CF (MW)_Total peak demand with CF (MW)
YARBOROUGH ROAD 132/33KV | GRIMSBY WEST | NPgY | NG FES - Community Renewables | Total peak demand with CF (MW) | BSP | 58.8459 | 60.6177 | 59.7976 | 58.6174 | 57.9795 | 57.3775 | 56.8254 | 56.5074 | 55.4659 | 54.8163 | 55.1383 | 55.422 | 55.8418 | 56.3877 | 57.2207 | 57.9667 | 58.7746 | 59.1041 | 59.3912 | 59.4602 | 59.4858 | 59.6503 | 59.5888 | 59.9355 | 60.1553 | 60.7639 | 61.2095 | 61.5855 | 61.9086 | 62.1054 | 62.1833 | 62.4087 | 62.4802 | 62.2988 | Total peak demand with CF (MW)_Total peak demand with CF (MW)

## CR_Number of electric vehicles
Bulk Supply Point Name | Grid Supply Point Connected to | Licence area | Scenario name | Output parameter_Unit | Substation Type in Forecasting Model | 2017 | 2018 | 2019 | 2020 | 2021 | 2022 | 2023 | 2024 | 2025 | 2026 | 2027 | 2028 | 2029 | 2030 | 2031 | 2032 | 2033 | 2034 | 2035 | 2036 | 2037 | 2038 | 2039 | 2040 | 2041 | 2042 | 2043 | 2044 | 2045 | 2046 | 2047 | 2048 | 2049 | 2050 | Output parameter_Output
ANNFIELD | STELLA SOUTH | NPgN | NG FES - Community Renewables | Number of electric vehicles | BSP | 85.6948 | 124.961 | 282.7647 | 499.6647 | 796.5353 | 1197.7209 | 1744.5145 | 2487.2074 | 3480.8816 | 4794.2695 | 6507.2598 | 8699.0104 | 11435.2947 | 14737.5008 | 18573.7109 | 22803.4044 | 27230.9326 | 31572.9529 | 35628.2534 | 39192.2496 | 42107.7098 | 44417.4223 | 46323.9181 | 47994.9859 | 48762.0635 | 49288.2005 | 49699.2243 | 49967.5649 | 50053.3706 | 50034.1599 | 49921.7537 | 49727.318 | 49569.2353 | 49474.8435 | Number of electric vehicles_Number of electric vehicles
BARRACK ROAD | STELLA NORTH | NPgN | NG FES - Community Renewables | Number of electric vehicles | BSP | 27.678 | 40.3604 | 91.3284 | 169.7644 | 283.833 | 446.4149 | 678.4724 | 1007.1437 | 1452.5488 | 2043.0908 | 2814.8472 | 3803.6244 | 5039.1855 | 6531.1942 | 8265.4814 | 10178.3549 | 12181.1729 | 14145.6996 | 15980.8834 | 17594.1894 | 18913.604 | 19959.103 | 20822.6863 | 21579.9834 | 21929.0741 | 22169.2164 | 22357.1435 | 22480.4314 | 22521.1501 | 22514.278 | 22465.1847 | 22379.0115 | 22309.2045 | 22267.6961 | Number of electric vehicles_Number of electric vehicles
BLUCHER | STELLA NORTH | NPgN | NG FES - Community Renewables | Number of electric vehicles | BSP | 70.568 | 102.903 | 232.8513 | 422.6373 | 691.3468 | 1065.7169 | 1589.917 | 2319.8858 | 3304.0878 | 4607.3929 | 6309.2861 | 8488.6033 | 11210.8652 | 14497.3585 | 18316.6529 | 22528.6276 | 26938.2402 | 31263.2092 | 35303.0936 | 38854.1505 | 41758.5991 | 44059.8816 | 45960.2214 | 47626.3669 | 48393.1386 | 48920.001 | 49332.0254 | 49601.8165 | 49689.8133 | 49673.1041 | 49563.4913 | 49372.2166 | 49217.0435 | 49124.6205 | Number of electric vehicles_Number of electric vehicles
BOWESFIELD | NORTON | NPgN | NG FES - Community Renewables | Number of electric vehicles | BSP | 91.7773 | 133.8306 | 302.8348 | 547.0331 | 890.8016 | 1367.3393 | 2031.7 | 2953.2186 | 4194.195 | 5837.0508 | 7981.9381 | 10728.1764 | 14158.3072 | 18299.1507 | 23111.0409 | 28417.4837 | 33972.797 | 39421.3739 | 44510.7035 | 48984.1039 | 52643.0304 | 55542.0515 | 57935.8324 | 60034.5163 | 60999.9656 | 61663.1618 | 62181.7198 | 62521.1145 | 62631.4809 | 62609.9589 | 62471.4119 | 62229.9787 | 62034.0472 | 61917.3024 | Number of electric vehicles_Number of electric vehicles
CHIRTON GRANGE | TYNEMOUTH | NPgN | NG FES - Community Renewables | Number of electric vehicles | BSP | 60.6786 | 88.4821 | 200.2194 | 370.1303 | 615.7668 | 964.1435 | 1459.3554 | 2158.2401 | 3104.3383 | 4358.4045 | 5997.0253 | 8096.2007 | 10719.102 | 13886.2431 | 17567.5021 | 21627.713 | 25878.755 | 30048.4551 | 33943.5585 | 37367.6559 | 40168.0507 | 42387.0343 | 44219.8126 | 45826.9583 | 46567.5484 | 47076.8846 | 47475.4175 | 47736.7685 | 47822.8635 | 47807.9607 | 47703.4529 | 47520.2374 | 47371.7735 | 47283.4634 | Number of electric vehicles_Number of electric vehicles
COALBURNS | STELLA SOUTH | NPgN | NG FES - Community Renewables | Number of electric vehicles | BSP | 59.0049 | 86.0416 | 194.6968 | 326.9921 | 494.4065 | 703.4933 | 967.1716 | 1297.9039 | 1728.8774 | 2294.7971 | 3029.7659 | 3967.4561 | 5135.8232 | 6543.9876 | 8177.8261 | 9977.8266 | 11861.0539 | 13707.1198 | 15430.5059 | 16944.1724 | 18183.0502 | 19164.077 | 19972.6174 | 20680.5905 | 21002.5934 | 21222.0271 | 21392.7891 | 21503.0558 | 21535.6792 | 21523.8095 | 21472.4291 | 21386.1036 | 21315.3999 | 21272.8292 | Number of electric vehicles_Number of electric vehicles
DARLINGTON CENTRAL | NORTON | NPgN | NG FES - Community Renewables | Number of electric vehicles | BSP | 63.9275 | 93.2198 | 210.9398 | 357.2188 | 544.9939 | 783.1292 | 1088.3029 | 1477.8479 | 1988.5392 | 2660.1583 | 3533.2661 | 4647.9441 | 6037.4759 | 7712.7116 | 9656.9923 | 11799.4046 | 14041.1454 | 16238.8716 | 18290.7661 | 20093.2249 | 21568.2856 | 22736.4634 | 23699.5925 | 24543.1292 | 24927.627 | 25190.0534 | 25394.4609 | 25526.8022 | 25566.7199 | 25553.6253 | 25493.462 | 25391.7163 | 25308.5217 | 25258.5242 | Number of electric vehicles_Number of electric vehicles
DARLINGTON NORTH | NORTON | NPgN | NG FES - Community Renewables | Number of electric vehicles | BSP | 86.1203 | 125.5815 | 284.1687 | 487.5074 | 754.091 | 1099.6201 | 1552.2745 | 2143.5656 | 2924.7801 | 3954.1566 | 5294.0338 | 7006.078 | 9141.509 | 11717.0078 | 14707.2407 | 18002.9634 | 21452.0085 | 24833.7637 | 27991.5419 | 30765.9536 | 33036.0683 | 34834.1344 | 36317.2531 | 37616.605 | 38210.4928 | 38616.6138 | 38933.3116 | 39139.0259 | 39202.5429 | 39184.4025 | 39093.774 | 38939.198 | 38813.0776 | 38737.4674 | Number of electric vehicles_Number of electric vehicles
DUNSTON | STELLA NORTH | NPgN | NG FES - Community Renewables | Number of electric vehicles | BSP | 93.3093 | 136.0646 | 307.89 | 562.6737 | 926.3034 | 1436.4296 | 2154.9472 | 3160.8101 | 4519.1673 | 6318.6341 | 8669.0147 | 11679.2388 | 15439.8425 | 19980.234 | 25257.0869 | 31076.7435 | 37169.6545 | 43145.7577 | 48728.0848 | 53635.1212 | 57648.5193 | 60828.5393 | 63454.7456 | 65757.4377 | 66817.7065 | 67546.5008 | 68116.5652 | 68490.0649 | 68612.3739 | 68589.9743 | 68439.1827 | 68175.5662 | 67961.8028 | 67834.5495 | Number of electric vehicles_Number of electric vehicles
FLATWORTH | TYNEMOUTH | NPgN | NG FES - Community Renewables | Number of electric vehicles | BSP | 26.2102 | 38.2199 | 86.4849 | 166.6231 | 287.3608 | 464.4056 | 722.941 | 1096.2867 | 1605.1247 | 2280.6907 | 3164.3356 | 4297.1286 | 5713.2132 | 7423.6681 | 9412.3753 | 11606.2168 | 13903.4509 | 16156.9591 | 18262.2886 | 20113.3074 | 21626.9714 | 22826.5028 | 23817.6175 | 24686.927 | 25088.3825 | 25364.8952 | 25581.4455 | 25723.807 | 25771.4623 | 25764.4879 | 25709.0538 | 25611.1024 | 25531.8841 | 25484.8684 | Number of electric vehicles_Number of electric vehicles
GOSFORTH | TYNEMOUTH | NPgN | NG FES - Community Renewables | Number of electric vehicles | BSP | 72.1766 | 105.2487 | 238.159 | 429.6597 | 698.8283 | 1071.4476 | 1590.3178 | 2309.2582 | 3277.1119 | 4558.2947 | 6230.9016 | 8372.3749 | 11047.0744 | 14275.9131 | 18027.9474 | 22165.5664 | 26497.2122 | 30745.6107 | 34713.8736 | 38201.8575 | 41054.8004 | 43315.2167 | 45181.6551 | 46817.9859 | 47570.6595 | 48087.6548 | 48491.8793 | 48756.4101 | 48842.3605 | 48825.4783 | 48717.3516 | 48529.0001 | 48376.1319 | 48285.0364 | Number of electric vehicles_Number of electric vehicles
HARROGATE 132/33KV | KNARESBOROUGH | NPgN | NG FES - Community Renewables | Number of electric vehicles | BSP | 85.8965 | 125.2552 | 283.4302 | 471.3396 | 704.9 | 990.8493 | 1343.7368 | 1775.6214 | 2333.5149 | 3064.4751 | 4012.4104 | 5220.6216 | 6725.0482 | 8537.4284 | 10639.3579 | 12954.4235 | 15376.1028 | 17749.644 | 19965.1069 | 21910.5556 | 23503.1204 | 24764.0211 | 25802.6825 | 26711.832 | 27124.0048 | 27404.2436 | 27622.0239 | 27762.0983 | 27802.3284 | 27785.4217 | 27717.765 | 27605.1476 | 27512.6893 | 27456.8709 | Number of electric vehicles_Number of electric vehicles
HUSTHWAITE | KNARESBOROUGH | NPgN | NG FES - Community Renewables | Number of electric vehicles | BSP | 33.3273 | 48.5982 | 109.969 | 182.0663 | 270.928 | 378.6833 | 510.24 | 669.2235 | 873.6487 | 1141.1742 | 1487.8425 | 1929.4641 | 2479.1596 | 3141.217 | 3908.8687 | 4754.2368 | 5638.4519 | 6505.0218 | 7313.8102 | 8023.9448 | 8605.3253 | 9065.5896 | 9444.6236 | 9776.3321 | 9926.4548 | 10028.3975 | 10107.5605 | 10158.368 | 10172.7197 | 10166.2245 | 10141.2105 | 10099.7756 | 10065.7151 | 10045.1235 | Number of electric vehicles_Number of electric vehicles
LEEMING BAR_SKEEBY | NORTON | NPgN | NG FES - Community Renewables | Number of electric vehicles | BSP | 106.0707 | 154.6733 | 349.9982 | 601.7457 | 932.9149 | 1363.6241 | 1929.7678 | 2671.8527 | 3653.4087 | 4947.1312 | 6631.399 | 8783.7572 | 11468.6166 | 14706.9513 | 18466.9583 | 22611.2375 | 26948.4104 | 31201.0444 | 35172.0988 | 38661.1437 | 41515.9303 | 43777.1357 | 45642.3916 | 47276.6031 | 48023.8382 | 48534.965 | 48933.6134 | 49192.681 | 49272.9359 | 49250.4893 | 49136.8762 | 48942.8544 | 48784.5999 | 48689.759 | Number of electric vehicles_Number of electric vehicles
LINTON | BLYTH 132kV | NPgN | NG FES - Community Renewables | Number of electric vehicles | BSP | 134.7585 | 196.5061 | 444.6586 | 729.1619 | 1073.2389 | 1481.2948 | 1966.7859 | 2535.2439 | 3257.5605 | 4199.9402 | 5418.6431 | 6969.0202 | 8896.9871 | 11217.5729 | 13906.6476 | 16866.8237 | 19962.2557 | 22995.2812 | 25825.4459 | 28309.6485 | 30343.9651 | 31954.1226 | 33279.1253 | 34438.1085 | 34960.2291 | 35313.6137 | 35587.4851 | 35762.2465 | 35809.382 | 35783.6779 | 35693.2479 | 35545.2883 | 35423.2725 | 35349.2442 | Number of electric vehicles_Number of electric vehicles
MALTON GRID | OSBALDWICK | NPgN | NG FES - Community Renewables | Number of electric vehicles | BSP | 111.5057 | 162.5987 | 367.932 | 617.3115 | 932.3235 | 1324.9762 | 1819.1123 | 2437.4667 | 3242.5811 | 4299.5749 | 5672.1251 | 7423.0969 | 9604.6819 | 12233.9086 | 15284.3769 | 18644.9944 | 22160.9397 | 25607.4581 | 28824.893 | 31650.7411 | 33963.628 | 35795.1008 | 37304.4866 | 38626.09 | 39227.008 | 39636.4263 | 39954.993 | 40160.6277 | 40221.304 | 40198.923 | 40102.7841 | 39941.4004 | 39809.1915 | 39729.5685 | Number of electric vehicles_Number of electric vehicles
MELROSEGATE | OSBALDWICK | NPgN | NG FES - Community Renewables | Number of electric vehicles | BSP | 196.7604 | 286.918 | 649.2446 | 1097.8442 | 1672.2588 | 2398.7968 | 3327.3099 | 4509.0306 | 6056.695 | 8091.54 | 10736.411 | 14112.6851 | 18321.1494 | 23394.6638 | 29282.7048 | 35770.5654 | 42559.087 | 49214.2106 | 55427.6193 | 60885.5727 | 65352.2366 | 68889.5588 | 71805.8069 | 74359.8408 | 75523.5903 | 76317.6668 | 76936.0894 | 77336.3055 | 77456.641 | 77416.4671 | 77233.7764 | 76925.1567 | 76672.7366 | 76520.9917 | Number of electric vehicles_Number of electric vehicles
NORTH TEES | NORTON | NPgN | NG FES - Community Renewables | Number of electric vehicles | BSP | 70.4042 | 102.6642 | 232.3108 | 428.5668 | 711.6465 | 1112.3624 | 1681.0687 | 2482.558 | 3567.1029 | 5004.538 | 6882.6358 | 9288.4923 | 12294.5009 | 15924.171 | 20142.9623 | 24795.9849 | 29667.6638 | 34446.0947 | 38909.811 | 42833.7274 | 46042.9237 | 48585.8172 | 50686.0832 | 52527.7585 | 53376.308 | 53959.8381 | 54416.3991 | 54715.7577 | 54814.2734 | 54797.0527 | 54677.15 | 54467.0465 | 54296.7742 | 54195.4781 | Number of electric vehicles_Number of electric vehicles
POTTER HOUSE | SPENNYMOOR | NPgN | NG FES - Community Renewables | Number of electric vehicles | BSP | 107.8419 | 157.2561 | 355.8426 | 614.9769 | 958.5823 | 1409.019 | 2005.6767 | 2793.8764 | 3839.0936 | 5217.5937 | 7012.9665 | 9307.941 | 12171.2391 | 15625.2319 | 19636.119 | 24057.2534 | 28684.3951 | 33221.5325 | 37458.4359 | 41181.2802 | 44227.211 | 46639.9228 | 48630.4444 | 50374.576 | 51172.7759 | 51719.1024 | 52145.362 | 52422.663 | 52509.1971 | 52486.1223 | 52365.7552 | 52159.6164 | 51991.5986 | 51890.9882 | Number of electric vehicles_Number of electric vehicles
RAVENSWORTH | STELLA SOUTH | NPgN | NG FES - Community Renewables | Number of electric vehicles | BSP | 33.2089 | 48.4256 | 109.5785 | 192.5284 | 305.1773 | 456.2979 | 660.8876 | 937.0002 | 1305.6741 | 1792.7277 | 2427.7659 | 3240.1152 | 4254.1419 | 5477.7714 | 6899.1433 | 8466.2144 | 10106.5195 | 11715.0944 | 13217.3988 | 14537.6372 | 15617.6755 | 16473.2843 | 17179.4465 | 17798.3597 | 18082.2691 | 18276.9096 | 18428.9219 | 18528.0857 | 18559.624 | 18552.2673 | 18510.392 | 18438.1231 | 18379.3324 | 18344.2054 | Number of electric vehicles_Number of electric vehicles
SCARBOROUGH GRID | OSBALDWICK | NPgN | NG FES - Community Renewables | Number of electric vehicles | BSP | 158.1311 | 230.5883 | 521.7805 | 873.8048 | 1316.997 | 1867.4091 | 2557.3691 | 3416.9974 | 4534.5333 | 6001.1179 | 7905.0538 | 10333.4996 | 13358.8114 | 17004.602 | 21234.1836 | 25893.5752 | 30768.1729 | 35546.3913 | 40006.8887 | 43924.3631 | 47130.8214 | 49669.8035 | 51762.0823 | 53593.9473 | 54426.406 | 54993.3511 | 55434.3828 | 55718.8732 | 55802.389 | 55770.7794 | 55636.9304 | 55412.6156 | 55228.7746 | 55118.0036 | Number of electric vehicles_Number of electric vehicles
SEAL SANDS | SALTHOLME | NPgN | NG FES - Community Renewables | Number of electric vehicles | BSP | 0 | 0 | 0 | 0 | 0 | 0 | 0 | 0 | 0 | 0 | 0 | 0 | 0 | 0 | 0 | 0 | 0 | 0 | 0 | 0 | 0 | 0 | 0 | 0 | 0 | 0 | 0 | 0 | 0 | 0 | 0 | 0 | 0 | 0 | Number of electric vehicles_Number of electric vehicles
SPADEADAM 33KV | SPADEADAM | NPgN | NG FES - Community Renewables | Number of electric vehicles | BSP | 1.3375 | 1.9503 | 4.4132 | 7.5194 | 11.5473 | 16.7098 | 23.3975 | 32.0327 | 43.3973 | 58.3577 | 77.8185 | 102.6743 | 133.668 | 171.0416 | 214.4255 | 262.2361 | 312.2671 | 361.319 | 407.119 | 447.3551 | 480.2802 | 506.3571 | 527.8615 | 546.6986 | 555.2967 | 561.1708 | 565.7488 | 568.7178 | 569.624 | 569.3464 | 568.0178 | 565.7613 | 563.9183 | 562.8121 | Number of electric vehicles_Number of electric vehicles
SPENNYMOOR 132/66KV | SPENNYMOOR | NPgN | NG FES - Community Renewables | Number of electric vehicles | BSP | 135.839 | 198.0818 | 448.224 | 787.2983 | 1247.5884 | 1864.843 | 2700.2009 | 3827.2142 | 5331.8768 | 7319.6283 | 9911.2875 | 13226.5348 | 17364.8082 | 22358.451 | 28159.054 | 34554.2342 | 41248.2667 | 47812.7986 | 53943.6338 | 59331.4527 | 63739.038 | 67230.7307 | 70112.5226 | 72638.2488 | 73796.8144 | 74591.0751 | 75211.3758 | 75616.006 | 75744.6588 | 75714.5849 | 75543.6435 | 75248.6657 | 75008.6947 | 74865.3088 | Number of electric vehicles_Number of electric vehicles
TORONTO | SPENNYMOOR | NPgN | NG FES - Community Renewables | Number of electric vehicles | BSP | 68.1886 | 99.4334 | 225.0001 | 399.6421 | 640.3177 | 967.6264 | 1416.292 | 2028.9993 | 2850.1478 | 3935.9475 | 5352.4823 | 7165.2457 | 9428.66 | 12160.4186 | 15334.1792 | 18833.6463 | 22496.9094 | 26089.5197 | 29444.9901 | 32394.0534 | 34806.4008 | 36717.5866 | 38295.2756 | 39678.2271 | 40313.408 | 40749.2491 | 41089.8125 | 41312.2987 | 41383.7589 | 41368.3094 | 41275.7357 | 41115.2988 | 40984.9206 | 40907.1138 | Number of electric vehicles_Number of electric vehicles
WORMALD GREEN 132/33KV | KNARESBOROUGH | NPgN | NG FES - Community Renewables | Number of electric vehicles | BSP | 70.3848 | 102.6358 | 232.2466 | 388.8791 | 586.0265 | 830.8008 | 1137.5412 | 1519.583 | 2016.1867 | 2667.8787 | 3513.8957 | 4592.965 | 5937.2369 | 7557.2033 | 9436.5598 | 11506.8889 | 13672.8362 | 15795.9547 | 17777.8952 | 19518.5483 | 20943.2788 | 22071.4262 | 23001.083 | 23815.027 | 24184.8932 | 24436.7824 | 24632.7257 | 24759.1134 | 24796.2013 | 24782.1362 | 24722.6433 | 24622.9531 | 24541.2477 | 24492.0153 | Number of electric vehicles_Number of electric vehicles
ATTERCLIFFE | WEST MELTON / THORPE MARSH | NPgY | NG FES - Community Renewables | Number of electric vehicles | BSP | 101.9776 | 156.1443 | 279.9914 | 443.5688 | 662.2132 | 952.0412 | 1340.6164 | 1862.4729 | 2554.6596 | 3464.2335 | 4644.3289 | 6147.6134 | 8014.551 | 10255.7274 | 12845.108 | 15683.4986 | 18636.9775 | 21516.4 | 24190.512 | 26527.6251 | 28470.2613 | 30030.1792 | 31317.6446 | 32446.0472 | 32963.7045 | 33318.6122 | 33595.7992 | 33776.6332 | 33834.176 | 33820.8055 | 33744.501 | 33612.7849 | 33505.64 | 33441.6257 | Number of electric vehicles_Number of electric vehicles
BARUGH 132/66KV | WEST MELTON SECTION 3 | NPgY | NG FES - Community Renewables | Number of electric vehicles | BSP | 193.1063 | 295.6772 | 530.1959 | 822.9043 | 1203.1072 | 1693.145 | 2332.8173 | 3169.5776 | 4274.4628 | 5724.9072 | 7605.4221 | 9999.7459 | 12972.1052 | 16539.3091 | 20659.2892 | 25174.3398 | 29871.5584 | 34450.0767 | 38701.0622 | 42414.926 | 45496.7816 | 47967.7071 | 50005.4248 | 51790.4195 | 52605.2949 | 53162.0621 | 53596.0158 | 53877.49 | 53963.5177 | 53937.3674 | 53811.627 | 53597.975 | 53423.4867 | 53318.766 | Number of electric vehicles_Number of electric vehicles
BEESTON ROYDS 132/33KV | KIRKSTALL B | NPgY | NG FES - Community Renewables | Number of electric vehicles | BSP | 151.536 | 232.0264 | 416.0599 | 674.9194 | 1031.1518 | 1516.2806 | 2182.7466 | 3098.4852 | 4317.7341 | 5921.2322 | 8002.8533 | 10655.675 | 13951.3081 | 17908.4812 | 22481.8089 | 27495.9819 | 32714.3024 | 37802.6299 | 42529.1396 | 46661.299 | 50100.7715 | 52866.1304 | 55150.0163 | 57152.6315 | 58075.0365 | 58709.2137 | 59205.336 | 59530.5138 | 59637.2666 | 59618.1688 | 59487.4133 | 59258.5554 | 59073.0314 | 58962.6259 | Number of electric vehicles_Number of electric vehicles
BEVERLEY 132/33KV | CREYKE BECK | NPgY | NG FES - Community Renewables | Number of electric vehicles | BSP | 179.9194 | 275.486 | 493.9897 | 795.5197 | 1206.9353 | 1762.8747 | 2521.3718 | 3556.9657 | 4934.3533 | 6745.4138 | 9096.1091 | 12091.4938 | 15812.3627 | 20279.8478 | 25442.5301 | 31102.544 | 36992.7406 | 42735.943 | 48070.4534 | 52733.7568 | 56613.8587 | 59732.4056 | 62307.5173 | 64565.2158 | 65603.971 | 66317.5973 | 66875.6213 | 67240.9094 | 67359.8321 | 67336.8735 | 67188.0244 | 66928.5035 | 66717.9206 | 66592.4643 | Number of electric vehicles_Number of electric vehicles
BINGLEY 132/33KV | BRADFORD WEST | NPgY | NG FES - Community Renewables | Number of electric vehicles | BSP | 71.4813 | 109.4495 | 196.2603 | 351.8247 | 586.2632 | 930.4986 | 1433.5998 | 2162.8312 | 3142.0479 | 4432.2514 | 6109.3359 | 8248.603 | 10908.1665 | 14103.2142 | 17798.1422 | 21851.1099 | 26070.5834 | 30186.466 | 34011.4491 | 37357.7588 | 40151.6165 | 42404.115 | 44267.1331 | 45902.305 | 46662.0319 | 47187.4972 | 47600.0229 | 47873.0693 | 47968.4497 | 47961.0738 | 47862.5866 | 47684.4201 | 47541.1514 | 47456.6866 | Number of electric vehicles_Number of electric vehicles
BLACKBURN MEADOWS B | WEST MELTON / THORPE MARSH | NPgY | NG FES - Community Renewables | Number of electric vehicles | BSP | 46.0932 | 70.5762 | 126.5543 | 196.7285 | 288.0888 | 406.115 | 560.5298 | 762.9828 | 1030.4141 | 1381.5169 | 1836.753 | 2416.3979 | 3136.0052 | 3999.6451 | 4997.1462 | 6090.3233 | 7227.626 | 8336.2083 | 9365.5092 | 10264.7855 | 11011.1376 | 11609.618 | 12103.2068 | 12535.6003 | 12733.0801 | 12868.0504 | 12973.2678 | 13041.5503 | 13062.497 | 13056.2701 | 13025.9194 | 12974.2788 | 12932.1187 | 12906.8258 | Number of electric vehicles_Number of electric vehicles
BLYTON | KEADBY | NPgY | NG FES - Community Renewables | Number of electric vehicles | BSP | 286.2403 | 438.2806 | 785.9063 | 1144.9923 | 1560.129 | 2028.5453 | 2554.8417 | 3130.6277 | 3865.067 | 4821.7114 | 6055.1609 | 7619.3555 | 9555.0989 | 11873.104 | 14542.747 | 17462.4796 | 20495.2912 | 23446.6521 | 26181.2775 | 28563.0551 | 30512.57 | 32055.854 | 33319.9606 | 34422.2044 | 34904.4076 | 35223.7707 | 35467.9837 | 35617.7202 | 35644.5879 | 35602.1755 | 35498.076 | 35338.3385 | 35204.3353 | 35121.5055 | Number of electric vehicles_Number of electric vehicles
BRADFORD | BRADFORD WEST | NPgY | NG FES - Community Renewables | Number of electric vehicles | BSP | 56.7559 | 86.9025 | 155.8298 | 317.7114 | 579.9917 | 985.6306 | 1601.489 | 2521.3575 | 3762.1943 | 5398.7107 | 7527.4157 | 10244.0983 | 13622.8036 | 17682.8756 | 22379.7679 | 27533.0412 | 32899.0222 | 38134.2818 | 43000.711 | 47259.6812 | 50821.203 | 53696.7578 | 56076.8917 | 58166.9923 | 59142.4362 | 59819.16 | 60351.3802 | 60705.3821 | 60832.7404 | 60828.7562 | 60708.3515 | 60486.3797 | 60308.6935 | 60204.4941 | Number of electric vehicles_Number of electric vehicles
BRAMHAM | FERRYBRIDGE B | NPgY | NG FES - Community Renewables | Number of electric vehicles | BSP | 115.4589 | 176.7864 | 317.0058 | 496.9873 | 734.1757 | 1044.3132 | 1454.8107 | 1999.2725 | 2719.915 | 3666.4407 | 4894.0753 | 6457.5503 | 8398.8818 | 10729.064 | 13420.8353 | 16371.1166 | 19440.7463 | 22433.125 | 25211.8108 | 27639.89 | 29656.5602 | 31274.7705 | 32609.8447 | 33779.6776 | 34315.1174 | 34681.6305 | 34967.6095 | 35153.6793 | 35211.804 | 35196.4112 | 35115.7626 | 34977.5892 | 34864.9795 | 34797.5557 | Number of electric vehicles_Number of electric vehicles
BRANSHOLME | CREYKE BECK | NPgY | NG FES - Community Renewables | Number of electric vehicles | BSP | 136.5822 | 209.1297 | 375.0025 | 596.5971 | 894.4159 | 1291.2484 | 1825.8368 | 2547.0753 | 3504.4553 | 4762.7207 | 6395.4076 | 8475.4103 | 11058.7489 | 14160.078 | 17743.4637 | 21671.6152 | 25759.1748 | 29744.3771 | 33445.582 | 36680.557 | 39370.2654 | 41530.6306 | 43313.9119 | 44877.0163 | 45594.6823 | 46086.9985 | 46471.6339 | 46722.8066 | 46803.2529 | 46785.4678 | 46680.5095 | 46498.831 | 46351.1459 | 46262.98 | Number of electric vehicles_Number of electric vehicles
BRIGHOUSE 132/33KV | ELLAND | NPgY | NG FES - Community Renewables | Number of electric vehicles | BSP | 92.9193 | 142.2746 | 255.1208 | 434.4859 | 693.8772 | 1062.5262 | 1587.5966 | 2332.4685 | 3329.3326 | 4641.8315 | 6347.026 | 8521.3549 | 11223.7383 | 14469.579 | 18222.2917 | 22337.8986 | 26621.9895 | 30800.2975 | 34682.5886 | 38078.1143 | 40909.6805 | 43190.114 | 45075.1691 | 46729.0537 | 47494.8835 | 48023.344 | 48437.6574 | 48710.8558 | 48804.0858 | 48793.3825 | 48690.5018 | 48506.863 | 48358.7128 | 48271.0386 | Number of electric vehicles_Number of electric vehicles
DONCASTER B/THORPE MARSH | WEST MELTON / THORPE MARSH | NPgY | NG FES - Community Renewables | Number of electric vehicles | BSP | 617.8493 | 946.0281 | 1696.3774 | 2544.5163 | 3585.5671 | 4848.599 | 6396.6699 | 8288.5655 | 10756.1397 | 13986.6043 | 18166.8381 | 23481.8211 | 30072.76 | 37976.6509 | 47096.3976 | 57083.6694 | 67468.3145 | 77584.8509 | 86971.0591 | 95162.6459 | 101928.3855 | 107329.5584 | 111773.6165 | 115660.5016 | 117410.1178 | 118593.6097 | 119510.484 | 120094.9515 | 120251.2519 | 120163.2697 | 119858.2027 | 119360.1073 | 118949.1246 | 118699.6256 | Number of electric vehicles_Number of electric vehicles
DONCASTER CENTRAL | WEST MELTON / THORPE MARSH | NPgY | NG FES - Community Renewables | Number of electric vehicles | BSP | 74.0206 | 113.3377 | 203.2324 | 310.9655 | 447.839 | 620.2731 | 840.2754 | 1121.3339 | 1490.9091 | 1975.6235 | 2603.6513 | 3402.8994 | 4394.7383 | 5584.7631 | 6958.7433 | 8464.1237 | 10029.9593 | 11555.9384 | 12972.4191 | 14209.4871 | 15234.4275 | 16055.0088 | 16731.2102 | 17323.2436 | 17592.262 | 17775.4666 | 17917.9784 | 18009.8979 | 18036.863 | 18026.6212 | 17983.3369 | 17910.8139 | 17851.373 | 17815.5553 | Number of electric vehicles_Number of electric vehicles
DRIFFIELD/BEVERLEY GROUP | CREYKE BECK | NPgY | NG FES - Community Renewables | Number of electric vehicles | BSP | 293.3498 | 449.1664 | 805.4261 | 1241.6398 | 1802.4542 | 2517.7564 | 3441.8663 | 4637.9833 | 6214.4572 | 8283.1363 | 10964.4252 | 14377.6092 | 18614.115 | 23697.8741 | 29568.5623 | 36001.5321 | 42693.5186 | 49215.8533 | 55270.9681 | 60560.179 | 64946.2549 | 68460.6276 | 71357.8818 | 73895.2372 | 75051.2067 | 75839.8875 | 76454.0675 | 76851.4631 | 76970.787 | 76930.6498 | 76748.9247 | 76442.0813 | 76191.0839 | 76040.1738 | Number of electric vehicles_Number of electric vehicles
FEATHERSTONE | FERRYBRIDGE B | NPgY | NG FES - Community Renewables | Number of electric vehicles | BSP | 129.9329 | 198.9484 | 356.7459 | 574.3288 | 871.097 | 1271.9819 | 1818.7675 | 2565.101 | 3557.7138 | 4862.8393 | 6556.8363 | 8715.4092 | 11396.7794 | 14616.1749 | 18336.5359 | 22415.2766 | 26659.8843 | 30798.5564 | 34642.7068 | 38003.1599 | 40799.1787 | 43046.3836 | 44901.9777 | 46528.8391 | 47277.3135 | 47791.4994 | 48193.5619 | 48456.7414 | 48542.3903 | 48525.8017 | 48418.4981 | 48231.444 | 48079.6563 | 47989.2235 | Number of electric vehicles_Number of electric vehicles
GIRLINGTON | BRADFORD WEST | NPgY | NG FES - Community Renewables | Number of electric vehicles | BSP | 26.0959 | 39.9571 | 71.6493 | 156.9866 | 299.2238 | 523.346 | 868.0264 | 1387.8684 | 2090.1057 | 3016.5593 | 4221.9074 | 5760.4267 | 7674.0939 | 9973.8744 | 12634.659 | 15554.2049 | 18594.4361 | 21560.7842 | 24318.3594 | 26731.9906 | 28751.3726 | 30382.5446 | 31733.0036 | 32919.0879 | 33473.3981 | 33858.318 | 34161.2101 | 34362.9792 | 34436.213 | 34434.9133 | 34367.5546 | 34242.6083 | 34142.7364 | 34084.2704 | Number of electric vehicles_Number of electric vehicles
HALIFAX 132/33KV | ELLAND | NPgY | NG FES - Community Renewables | Number of electric vehicles | BSP | 23.8282 | 36.4848 | 65.4231 | 121.6152 | 208.368 | 338.0696 | 530.2295 | 811.8334 | 1190.6093 | 1689.861 | 2338.9838 | 3167.1471 | 4196.876 | 5434.0565 | 6864.9808 | 8434.7034 | 10069.0269 | 11663.3416 | 13145.1082 | 14441.6153 | 15524.7198 | 16398.4215 | 17121.2537 | 17755.8031 | 18051.1164 | 18255.6025 | 18416.2447 | 18522.7677 | 18560.3962 | 18558.149 | 18520.5494 | 18452.0608 | 18397.0784 | 18364.7262 | Number of electric vehicles_Number of electric vehicles
HECKMONDWIKE | SKELTON GRANGE | NPgY | NG FES - Community Renewables | Number of electric vehicles | BSP | 56.5104 | 86.5267 | 155.156 | 280.827 | 471.499 | 752.9081 | 1165.8009 | 1766.183 | 2572.7746 | 3635.6418 | 5017.3234 | 6779.8718 | 8971.1844 | 11603.7785 | 14648.3667 | 17988.064 | 21465.0342 | 24856.7138 | 28008.7614 | 30766.4577 | 33069.2757 | 34926.1721 | 36462.1173 | 37810.2912 | 38436.979 | 38870.572 | 39211.0379 | 39436.51 | 39515.5309 | 39509.831 | 39429.014 | 39282.5222 | 39164.7806 | 39095.4044 | Number of electric vehicles_Number of electric vehicles
HOLMFIELD | BRADFORD WEST | NPgY | NG FES - Community Renewables | Number of electric vehicles | BSP | 84.0631 | 128.7144 | 230.8052 | 427.3766 | 730.1202 | 1181.9395 | 1850.449 | 2829.0948 | 4145.2269 | 5879.916 | 8135.2891 | 11012.6874 | 14590.3635 | 18888.7659 | 23860.2428 | 29313.9017 | 34991.9648 | 40530.9889 | 45678.95 | 50183.2238 | 53945.8903 | 56980.9444 | 59491.8426 | 61696.0342 | 62721.6816 | 63431.8018 | 63989.63 | 64359.4654 | 64489.9696 | 64481.9604 | 64351.1483 | 64113.0288 | 63921.8371 | 63809.3167 | Number of electric vehicles_Number of electric vehicles
HULL EAST 132/33KV | SALTEND NORTH | NPgY | NG FES - Community Renewables | Number of electric vehicles | BSP | 127.9089 | 195.8494 | 351.1888 | 554.1242 | 823.9269 | 1179.738 | 1654.5034 | 2289.1839 | 3130.3649 | 4235.5371 | 5669.2323 | 7495.4114 | 9763.2007 | 12485.453 | 15630.4626 | 19077.7662 | 22664.7292 | 26161.6307 | 29409.0532 | 32247.0427 | 34605.337 | 36498.5289 | 38060.8441 | 39430.0124 | 40057.5971 | 40487.6202 | 40823.3566 | 41042.1735 | 41111.3381 | 41094.4585 | 41001.2121 | 40840.6971 | 40710.0349 | 40631.908 | Number of electric vehicles_Number of electric vehicles
HULL SOUTH | CREYKE BECK | NPgY | NG FES - Community Renewables | Number of electric vehicles | BSP | 156.0124 | 238.8804 | 428.3502 | 688.8323 | 1043.6324 | 1522.315 | 2174.4887 | 3063.7549 | 4246.2645 | 5801.0159 | 7818.9634 | 10390.2815 | 13584.3151 | 17419.2019 | 21850.7718 | 26709.1861 | 31765.1374 | 36694.8668 | 41273.7372 | 45276.4064 | 48606.5652 | 51282.9155 | 53492.8039 | 55430.2481 | 56321.453 | 56933.6151 | 57412.2538 | 57725.4931 | 57827.2928 | 57807.3369 | 57679.3463 | 57456.3696 | 57275.404 | 57167.5681 | Number of electric vehicles_Number of electric vehicles
HULL WEST | CREYKE BECK | NPgY | NG FES - Community Renewables | Number of electric vehicles | BSP | 137.8928 | 211.1364 | 378.6008 | 589.7372 | 865.4385 | 1222.6749 | 1691.408 | 2307.7546 | 3122.3312 | 4191.8837 | 5578.7627 | 7344.7533 | 9537.2601 | 12168.6884 | 15208.099 | 18539.1301 | 22004.6917 | 25382.8136 | 28519.4342 | 31259.9433 | 33534.8487 | 35359.3497 | 36864.2194 | 38182.5954 | 38785.0475 | 39196.962 | 39518.1483 | 39726.7243 | 39791.0074 | 39772.4375 | 39680.317 | 39523.3042 | 39395.1734 | 39318.3428 | Number of electric vehicles_Number of electric vehicles
HUMBERSTON | GRIMSBY WEST | NPgY | NG FES - Community Renewables | Number of electric vehicles | BSP | 77.5218 | 118.6986 | 212.8453 | 342.5658 | 519.4362 | 758.2852 | 1083.9726 | 1528.405 | 2119.4687 | 2896.6148 | 3905.3105 | 5190.6334 | 6787.2503 | 8704.2284 | 10919.4976 | 13348.1563 | 15875.575 | 18339.9104 | 20628.8703 | 22629.8106 | 24294.6397 | 25632.6706 | 26737.5204 | 27706.1744 | 28151.8057 | 28457.9353 | 28697.306 | 28853.9836 | 28904.9551 | 28895.0532 | 28831.1383 | 28719.7375 | 28629.3364 | 28575.4743 | Number of electric vehicles_Number of electric vehicles
HUNNINGLEY | WEST MELTON SECTION 3 | NPgY | NG FES - Community Renewables | Number of electric vehicles | BSP | 82.7781 | 126.7467 | 227.2768 | 350.427 | 508.7949 | 710.8421 | 971.9393 | 1309.9818 | 1755.541 | 2340.2185 | 3098.0456 | 4062.7374 | 5260.1353 | 6697.0036 | 8356.295 | 10174.5146 | 12065.9468 | 13909.4324 | 15620.8667 | 17115.83 | 18355.5501 | 19348.9006 | 20167.8275 | 20885.031 | 21211.7925 | 21434.7397 | 21608.3624 | 21720.7095 | 21754.4593 | 21743.1362 | 21691.7923 | 21605.0838 | 21534.1593 | 21491.5186 | Number of electric vehicles_Number of electric vehicles
HUNSHELF | WEST MELTON SECTION 3 | NPgY | NG FES - Community Renewables | Number of electric vehicles | BSP | 93.2775 | 142.823 | 256.1042 | 395.9321 | 576.4861 | 807.8084 | 1107.9884 | 1498.3047 | 2013.1514 | 2688.8629 | 3564.7864 | 4679.9057 | 6064.1092 | 7725.22 | 9643.5797 | 11745.7703 | 13932.679 | 16064.2233 | 18043.1668 | 19771.9134 | 21205.9076 | 22355.222 | 23302.8566 | 24132.857 | 24511.3259 | 24769.7056 | 24970.9929 | 25101.3724 | 25140.8262 | 25128.1185 | 25069.0987 | 24969.1727 | 24887.4899 | 24838.4169 | Number of electric vehicles_Number of electric vehicles
IMMINGHAM | GRIMSBY WEST | NPgY | NG FES - Community Renewables | Number of electric vehicles | BSP | 54.959 | 84.1513 | 150.8965 | 231.1714 | 333.3628 | 462.3746 | 627.3292 | 838.541 | 1116.3843 | 1480.821 | 1953.0389 | 2554.0259 | 3299.8563 | 4194.7384 | 5227.9855 | 6360.0727 | 7537.6446 | 8685.2639 | 9750.559 | 10680.9548 | 11451.9282 | 12069.2667 | 12578.0234 | 13023.4767 | 13225.9818 | 13363.9348 | 13471.2669 | 13540.5343 | 13560.9387 | 13553.3483 | 13520.897 | 13466.4522 | 13421.8437 | 13394.974 | Number of electric vehicles_Number of electric vehicles
KIRKHAW LANE | FERRYBRIDGE B | NPgY | NG FES - Community Renewables | Number of electric vehicles | BSP | 75.5764 | 115.7199 | 207.5039 | 333.0471 | 503.6492 | 733.3243 | 1045.6381 | 1470.7257 | 2035.8214 | 2778.7547 | 3742.9808 | 4971.5807 | 6497.6808 | 8329.9457 | 10447.2502 | 12768.4533 | 15184.0032 | 17539.2179 | 19726.7711 | 21638.9975 | 23229.767 | 24508.0948 | 25563.5675 | 26488.8846 | 26914.3873 | 27206.598 | 27435.0428 | 27584.4913 | 27632.943 | 27623.2445 | 27561.9478 | 27455.2775 | 27368.6814 | 27317.0634 | Number of electric vehicles_Number of electric vehicles
KIRKSTALL C 2/5 | KIRKSTALL B | NPgY | NG FES - Community Renewables | Number of electric vehicles | BSP | 15.4666 | 23.6819 | 42.4653 | 78.8518 | 134.9891 | 218.8763 | 343.1135 | 525.1249 | 769.9312 | 1092.5991 | 1512.1263 | 2047.3644 | 2712.871 | 3512.4499 | 4437.2406 | 5451.7327 | 6507.9737 | 7538.3554 | 8495.9967 | 9333.9048 | 10033.8838 | 10598.5237 | 11065.6589 | 11475.7388 | 11666.5776 | 11798.7175 | 11902.5236 | 11971.3547 | 11995.6616 | 11994.1987 | 11969.8891 | 11925.6169 | 11890.0737 | 11869.1586 | Number of electric vehicles_Number of electric vehicles
KIRKSTALL C/RING ROAD HORSFORTH | KIRKSTALL B | NPgY | NG FES - Community Renewables | Number of electric vehicles | BSP | 211.3805 | 323.658 | 580.3698 | 943.9362 | 1445.7702 | 2131.0337 | 3074.6796 | 4374.0815 | 6104.768 | 8381.0615 | 11336.2496 | 15102.4939 | 19781.4883 | 25399.8282 | 31893.1533 | 39012.54 | 46421.8965 | 53646.792 | 60358.075 | 66225.5971 | 71110.1579 | 75037.838 | 78281.8747 | 81126.5119 | 82437.2389 | 83338.6296 | 84043.9026 | 84506.3631 | 84658.6098 | 84632.091 | 84446.971 | 84122.5317 | 83859.6106 | 83703.2048 | Number of electric vehicles_Number of electric vehicles
LEEDS EAST | SKELTON GRANGE | NPgY | NG FES - Community Renewables | Number of electric vehicles | BSP | 129.764 | 198.6898 | 356.2822 | 583.284 | 898.9206 | 1332.7457 | 1933.5449 | 2765.1078 | 3873.6037 | 5331.825 | 7225.198 | 9638.4329 | 12636.7314 | 16237.1441 | 20398.5432 | 24961.3777 | 29710.2218 | 34341.0103 | 38642.7976 | 42404.0113 | 45536.0762 | 48055.2686 | 50136.2781 | 51961.256 | 52802.8881 | 53382.0314 | 53835.3313 | 54132.8659 | 54231.4592 | 54215.3656 | 54097.5281 | 53890.3576 | 53722.5998 | 53622.8936 | Number of electric vehicles_Number of electric vehicles
LEEDS NORTH | SKELTON GRANGE | NPgY | NG FES - Community Renewables | Number of electric vehicles | BSP | 67.089 | 102.7242 | 184.2006 | 327.6456 | 542.5969 | 856.8488 | 1314.5931 | 1976.2654 | 2864.3876 | 4034.4589 | 5555.2908 | 7495.1549 | 9906.7321 | 12803.7905 | 16154.0004 | 19828.7632 | 23654.4275 | 27386.1015 | 30853.9517 | 33887.7185 | 36420.2529 | 38461.7878 | 40150.2004 | 41632.0505 | 42320.2513 | 42796.1083 | 43169.6249 | 43416.7361 | 43502.8099 | 43495.7623 | 43406.1439 | 43244.2985 | 43114.1002 | 43037.3039 | Number of electric vehicles_Number of electric vehicles
LINDLEY | ELLAND | NPgY | NG FES - Community Renewables | Number of electric vehicles | BSP | 115.0413 | 176.147 | 315.8593 | 533.246 | 845.1026 | 1285.3738 | 1909.0477 | 2789.6661 | 3967.3259 | 5517.6152 | 7531.5184 | 10099.28 | 13290.443 | 17123.1884 | 21554.2068 | 26413.5177 | 31471.6021 | 36404.6332 | 40987.9935 | 44996.446 | 48338.2512 | 51028.9634 | 53252.8829 | 55203.9102 | 56106.6497 | 56729.2608 | 57217.239 | 57538.7387 | 57647.8654 | 57634.3855 | 57512.1611 | 57294.6253 | 57119.0045 | 57014.988 | Number of electric vehicles_Number of electric vehicles
LOW ROAD | SKELTON GRANGE | NPgY | NG FES - Community Renewables | Number of electric vehicles | BSP | 73.5472 | 112.6128 | 201.9325 | 332.9245 | 516.4495 | 770.3769 | 1124.0538 | 1616.0902 | 2272.5331 | 3136.2372 | 4257.8245 | 5687.4954 | 7463.9015 | 9597.1497 | 12062.9399 | 14766.7186 | 17580.8182 | 20325.0594 | 22874.4481 | 25103.6257 | 26960.48 | 28454.3987 | 29688.6453 | 30771.1439 | 31270.7941 | 31614.8182 | 31884.1832 | 32061.1615 | 32120.181 | 32111.1734 | 32041.8195 | 31919.5048 | 31820.5363 | 31761.7672 | Number of electric vehicles_Number of electric vehicles
MALLARD WAY | WEST MELTON / THORPE MARSH | NPgY | NG FES - Community Renewables | Number of electric vehicles | BSP | 95.5413 | 146.2894 | 262.3199 | 397.5155 | 566.5232 | 775.7781 | 1037.9717 | 1366.4506 | 1796.8585 | 2360.9144 | 3091.3369 | 4020.5245 | 5173.2537 | 6556.0132 | 8152.0729 | 9900.4209 | 11718.7014 | 13490.4142 | 15134.6631 | 16570.2153 | 17758.0046 | 18707.789 | 19489.9478 | 20174.4469 | 20484.2297 | 20694.5899 | 20857.9428 | 20962.7827 | 20992.3934 | 20978.9856 | 20927.3632 | 20841.8549 | 20771.5644 | 20729.0693 | Number of electric vehicles_Number of electric vehicles
MENSTON | BRADFORD WEST | NPgY | NG FES - Community Renewables | Number of electric vehicles | BSP | 108.671 | 166.393 | 298.3689 | 478.0383 | 721.6622 | 1048.9843 | 1493.2722 | 2096.9642 | 2899.2639 | 3953.9853 | 5322.8102 | 7066.8888 | 9233.2357 | 11834.1488 | 14839.6123 | 18134.454 | 21563.1759 | 24906.2143 | 28011.2222 | 30725.3685 | 32983.0182 | 34797.0747 | 36294.8068 | 37607.8026 | 38211.3977 | 38625.8262 | 38949.7786 | 39161.635 | 39230.1615 | 39216.1748 | 39128.9701 | 38977.3701 | 38854.2681 | 38780.8682 | Number of electric vehicles_Number of electric vehicles
MOSS ROAD | GRIMSBY WEST | NPgY | NG FES - Community Renewables | Number of electric vehicles | BSP | 66.8811 | 102.4058 | 183.6298 | 288.4857 | 427.0693 | 608.7871 | 849.953 | 1170.6633 | 1595.3416 | 2153.1889 | 2876.7618 | 3798.3265 | 4942.657 | 6316.2357 | 7903.0167 | 9642.231 | 11451.8366 | 13215.9367 | 14854.0992 | 16285.6166 | 17474.778 | 18429.1259 | 19216.5558 | 19906.563 | 20222.5371 | 20438.8977 | 20607.7515 | 20717.6777 | 20752.1535 | 20743.2663 | 20695.8904 | 20614.5942 | 20548.365 | 20508.7289 | Number of electric vehicles_Number of electric vehicles
OSGODBY 1/2 | DRAX | NPgY | NG FES - Community Renewables | Number of electric vehicles | BSP | 0 | 0 | 0 | 0 | 0 | 0 | 0 | 0 | 0 | 0 | 0 | 0 | 0 | 0 | 0 | 0 | 0 | 0 | 0 | 0 | 0 | 0 | 0 | 0 | 0 | 0 | 0 | 0 | 0 | 0 | 0 | 0 | 0 | 0 | Number of electric vehicles_Number of electric vehicles
OSGODBY 3/4 | DRAX | NPgY | NG FES - Community Renewables | Number of electric vehicles | BSP | 81.1546 | 124.2609 | 222.8194 | 357.3321 | 539.9375 | 785.5418 | 1119.2342 | 1573.062 | 2176.2849 | 2969.3215 | 3998.554 | 5309.9651 | 6938.9102 | 8894.6374 | 11154.5879 | 13632.1562 | 16210.4127 | 18724.2553 | 21059.1272 | 23100.1086 | 24797.9074 | 26162.1836 | 27288.5951 | 28276.0881 | 28730.1192 | 29041.8916 | 29285.6154 | 29445.0339 | 29496.6626 | 29486.2339 | 29420.7393 | 29306.8181 | 29214.3247 | 29159.1839 | Number of electric vehicles_Number of electric vehicles
RODLEY | SKELTON GRANGE | NPgY | NG FES - Community Renewables | Number of electric vehicles | BSP | 133.598 | 204.5603 | 366.8089 | 603.6901 | 934.9484 | 1392.5329 | 2028.9775 | 2913.2961 | 4092.8582 | 5644.7796 | 7660.0082 | 10228.7338 | 13420.392 | 17253.1396 | 21683.2877 | 26540.9631 | 31596.8008 | 36527.0867 | 41107.2511 | 45112.0666 | 48447.7435 | 51131.2603 | 53348.2524 | 55292.6247 | 56189.9034 | 56807.617 | 57291.2352 | 57608.9064 | 57714.6817 | 57698.2675 | 57573.4582 | 57353.5093 | 57175.5084 | 57069.7856 | Number of electric vehicles_Number of electric vehicles
SAINT ANDREWS ROAD 132/33KV | SKELTON GRANGE | NPgY | NG FES - Community Renewables | Number of electric vehicles | BSP | 73.4433 | 112.4537 | 201.6472 | 355.9534 | 585.8554 | 920.4726 | 1406.2004 | 2106.3299 | 3045.6572 | 4283.0714 | 5891.3266 | 7942.6036 | 10492.5907 | 13555.8427 | 17098.1238 | 20983.4731 | 25028.2979 | 28973.6731 | 32640.0292 | 35847.3406 | 38524.3294 | 40682.0078 | 42466.3429 | 44032.3024 | 44759.2454 | 45261.7392 | 45656.0943 | 45916.8644 | 46007.4234 | 45999.5753 | 45904.4667 | 45733.011 | 45595.0224 | 45513.5902 | Number of electric vehicles_Number of electric vehicles
SALTEND 132/33KV | SALTEND NORTH | NPgY | NG FES - Community Renewables | Number of electric vehicles | BSP | 0.05684 | 0.087031 | 0.15606 | 0.25603 | 0.39535 | 0.58722 | 0.8534 | 1.2224 | 1.7144 | 2.3617 | 3.2021 | 4.2734 | 5.6044 | 7.2027 | 9.0501 | 11.0757 | 13.1839 | 15.2398 | 17.1496 | 18.8194 | 20.2101 | 21.3287 | 22.2528 | 23.0632 | 23.4371 | 23.6944 | 23.8958 | 24.028 | 24.0719 | 24.0649 | 24.0127 | 23.9208 | 23.8465 | 23.8023 | Number of electric vehicles_Number of electric vehicles
SANTON | KEADBY | NPgY | NG FES - Community Renewables | Number of electric vehicles | BSP | 85.9634 | 131.624 | 236.0225 | 375.6023 | 563.2656 | 813.4089 | 1150.4965 | 1605.4183 | 2209.3178 | 3003.0201 | 4032.912 | 5344.9766 | 6974.5524 | 8930.884 | 11191.308 | 13669.2197 | 16247.693 | 18761.6042 | 21096.3733 | 23137.0472 | 24833.7905 | 26196.633 | 27321.6066 | 28307.6888 | 28760.4524 | 29071.0586 | 29313.7336 | 29472.2143 | 29522.9951 | 29511.8068 | 29445.6255 | 29331.0471 | 29237.9115 | 29182.3138 | Number of electric vehicles_Number of electric vehicles
SCUNTHORPE NORTH | KEADBY | NPgY | NG FES - Community Renewables | Number of electric vehicles | BSP | 44.9085 | 68.7622 | 123.3015 | 202.0579 | 311.6817 | 462.495 | 671.5237 | 961.0504 | 1347.0432 | 1854.8281 | 2514.1544 | 3354.5223 | 4398.6393 | 5652.4434 | 7101.6181 | 8690.5997 | 10344.3664 | 11957.0291 | 13455.1275 | 14764.9837 | 15855.7835 | 16733.1733 | 17457.9666 | 18093.5956 | 18386.7673 | 18588.5216 | 18746.4441 | 18850.1151 | 18884.4998 | 18878.9397 | 18837.9432 | 18765.8348 | 18707.4509 | 18672.7551 | Number of electric vehicles_Number of electric vehicles
SCUNTHORPE SOUTH | KEADBY | NPgY | NG FES - Community Renewables | Number of electric vehicles | BSP | 78.2515 | 119.8159 | 214.8487 | 352.7534 | 545.1077 | 810.2208 | 1178.2507 | 1688.7337 | 2369.4587 | 3265.0176 | 4427.8848 | 5910.0962 | 7751.7094 | 9963.1993 | 12519.3336 | 15322.1023 | 18239.1721 | 21083.7674 | 23726.3148 | 26036.8589 | 27961.1546 | 29509.0879 | 30787.8539 | 31909.3357 | 32426.7212 | 32782.8335 | 33061.6065 | 33244.6618 | 33305.4835 | 33295.8282 | 33223.6511 | 33096.5893 | 32993.7335 | 32932.6244 | Number of electric vehicles_Number of electric vehicles
SILSDEN | BRADFORD WEST | NPgY | NG FES - Community Renewables | Number of electric vehicles | BSP | 143.2918 | 219.4031 | 393.4243 | 647.9782 | 1004.2345 | 1496.6931 | 2182.0523 | 3134.8439 | 4405.8494 | 6078.1123 | 8249.6374 | 11017.6139 | 14456.8679 | 18586.9659 | 23360.8431 | 28595.4435 | 34043.6021 | 39356.4864 | 44292.1026 | 48607.7493 | 52202.4347 | 55094.4031 | 57483.6433 | 59579.1035 | 60546.1919 | 61212.0059 | 61733.3015 | 62075.7565 | 62189.8593 | 62172.2777 | 62037.879 | 61800.9534 | 61609.2289 | 61495.3657 | Number of electric vehicles_Number of electric vehicles
SOWERBY BRIDGE 132/33KV | ELLAND | NPgY | NG FES - Community Renewables | Number of electric vehicles | BSP | 96.0229 | 147.0268 | 263.6422 | 452.4427 | 727.3339 | 1120.176 | 1682.2132 | 2482.5681 | 3554.3288 | 4965.6227 | 6799.3391 | 9137.702 | 12044.1049 | 15535.1189 | 19571.4754 | 23998.2989 | 28606.4616 | 33100.9562 | 37277.1695 | 40929.9428 | 43976.6835 | 46430.8871 | 48459.7909 | 50240.0053 | 51064.834 | 51634.2449 | 52080.7732 | 52375.4153 | 52476.3945 | 52465.5018 | 52355.3954 | 52158.3945 | 51999.556 | 51905.6193 | Number of electric vehicles_Number of electric vehicles
STAYGATE | SKELTON GRANGE | NPgY | NG FES - Community Renewables | Number of electric vehicles | BSP | 59.9801 | 91.8394 | 164.6825 | 311.662 | 541.0166 | 886.5841 | 1401.4981 | 2159.5107 | 3179.7889 | 4524.7828 | 6273.7139 | 8505.1995 | 11279.9639 | 14613.8739 | 18470.0769 | 22700.4833 | 27105.1133 | 31402.0426 | 35395.7838 | 38890.3949 | 41810.5042 | 44166.5657 | 46116.008 | 47827.487 | 48624.5321 | 49176.6906 | 49610.5779 | 49898.5053 | 50000.6694 | 49995.2828 | 49894.5499 | 49710.5395 | 49562.9178 | 49476.1251 | Number of electric vehicles_Number of electric vehicles
THORNHILL 132KV | ELLAND | NPgY | NG FES - Community Renewables | Number of electric vehicles | BSP | 149.2947 | 228.5946 | 409.9062 | 688.1435 | 1085.1625 | 1643.1551 | 2430.6633 | 3539.0457 | 5020.5382 | 6970.5804 | 9503.5848 | 12733.0286 | 16746.3422 | 21566.3838 | 27138.5934 | 33249.2309 | 39609.6928 | 45812.7642 | 51575.9791 | 56616.0832 | 60817.1949 | 64199.2297 | 66994.295 | 69446.2404 | 70580.1615 | 71361.9349 | 71974.5285 | 72377.8918 | 72514.2948 | 72496.612 | 72342.2598 | 72068.0871 | 71846.6349 | 71715.3995 | Number of electric vehicles_Number of electric vehicles
WAKEFIELD MONCKTON ROAD | WEST MELTON SECTION 3 | NPgY | NG FES - Community Renewables | Number of electric vehicles | BSP | 114.834 | 175.8297 | 315.2903 | 488.2265 | 712.0823 | 999.6015 | 1373.6314 | 1861.2036 | 2504.6199 | 3349.1552 | 4444 | 5837.8924 | 7568.2052 | 9644.7203 | 12042.8995 | 14670.9542 | 17404.9714 | 20069.8265 | 22543.9617 | 24705.3739 | 26498.5606 | 27935.9777 | 29121.254 | 30159.4527 | 30633.0886 | 30956.5501 | 31208.5903 | 31371.9399 | 31421.5798 | 31405.974 | 31332.4413 | 31207.7564 | 31105.8736 | 31044.6914 | Number of electric vehicles_Number of electric vehicles
WAKEFIELD NORTH | SKELTON GRANGE | NPgY | NG FES - Community Renewables | Number of electric vehicles | BSP | 201.1694 | 308.0232 | 552.3342 | 857.5694 | 1254.2523 | 1765.8026 | 2433.9032 | 3308.3097 | 4463.0094 | 5978.8787 | 7944.2455 | 10446.6307 | 13553.1642 | 17281.4148 | 21587.4284 | 26306.3755 | 31215.7364 | 36001.0557 | 40444.0711 | 44325.7314 | 47546.9382 | 50129.6713 | 52259.6294 | 54125.4453 | 54977.3021 | 55559.3784 | 56013.0774 | 56307.3943 | 56397.4241 | 56370.1967 | 56238.8709 | 56015.6584 | 55833.3765 | 55723.9883 | Number of electric vehicles_Number of electric vehicles
WEST MELTON | WEST MELTON SECTION 3 | NPgY | NG FES - Community Renewables | Number of electric vehicles | BSP | 394.01 | 603.2937 | 1081.8006 | 1661.428 | 2402.2394 | 3341.3692 | 4547.2178 | 6098.0721 | 8139.7848 | 10818.2903 | 14289.3856 | 18707.4051 | 24190.5879 | 30769.8871 | 38366.9386 | 46691.0911 | 55349.9849 | 63788.9328 | 71622.8656 | 78465.2396 | 84136.8665 | 88679.5269 | 92423.7326 | 95702.3751 | 97194.1809 | 98211.085 | 99002.5695 | 99513.9076 | 99665.7402 | 99611.5243 | 99374.3388 | 98975.3605 | 98648.6825 | 98452.0572 | Number of electric vehicles_Number of electric vehicles
WHINMOOR | FERRYBRIDGE B | NPgY | NG FES - Community Renewables | Number of electric vehicles | BSP | 137.3956 | 210.375 | 377.2356 | 618.9001 | 955.7043 | 1419.5697 | 2063.1055 | 2955.2344 | 4144.773 | 5709.6938 | 7741.6871 | 10331.6765 | 13549.653 | 17413.9189 | 21880.3712 | 26777.7551 | 31874.8421 | 36845.2722 | 41462.6363 | 45499.8558 | 48862.0719 | 51566.6097 | 53800.8254 | 55760.219 | 56664.0821 | 57286.1632 | 57773.1241 | 58092.8508 | 58199.0086 | 58182.0326 | 58055.8211 | 57833.7124 | 57653.9015 | 57547.0612 | Number of electric vehicles_Number of electric vehicles
WOLD NEWTON | KEADBY | NPgY | NG FES - Community Renewables | Number of electric vehicles | BSP | 361.7979 | 553.9717 | 993.3585 | 1432.0193 | 1926.5487 | 2466.1456 | 3045.5623 | 3638.181 | 4382.7671 | 5349.2291 | 6592.2062 | 8165.6026 | 10109.9288 | 12435.8373 | 15111.0741 | 18034.1768 | 21068.2873 | 24018.666 | 26749.7604 | 29125.0313 | 31056.5551 | 32576.1751 | 33816.7448 | 34895.9942 | 35357.8921 | 35658.6591 | 35886.1799 | 36021.0388 | 36034.5282 | 35980.178 | 35865.335 | 35695.3547 | 35551.3287 | 35461.3589 | Number of electric vehicles_Number of electric vehicles
YARBOROUGH ROAD 132/33KV | GRIMSBY WEST | NPgY | NG FES - Community Renewables | Number of electric vehicles | BSP | 96.3012 | 147.4528 | 264.4061 | 438.6226 | 684.2813 | 1026.0749 | 1504.3921 | 2172.6281 | 3064.7492 | 4238.7165 | 5763.3627 | 7706.9513 | 10122.0545 | 13022.4181 | 16375.0796 | 20051.4627 | 23877.9596 | 27609.5762 | 31076.3611 | 34107.8748 | 36633.6736 | 38666.2377 | 40345.6981 | 41818.7878 | 42499.1992 | 42967.9091 | 43335.0057 | 43576.3874 | 43657.2973 | 43645.6346 | 43551.8556 | 43386.0369 | 43251.9531 | 43172.3903 | Number of electric vehicles_Number of electric vehicles

## CR_Number of heat pumps (all)
Bulk Supply Point Name | Grid Supply Point Connected to | Licence area | Scenario name | Output parameter_Unit | Substation Type in Forecasting Model | 2017 | 2018 | 2019 | 2020 | 2021 | 2022 | 2023 | 2024 | 2025 | 2026 | 2027 | 2028 | 2029 | 2030 | 2031 | 2032 | 2033 | 2034 | 2035 | 2036 | 2037 | 2038 | 2039 | 2040 | 2041 | 2042 | 2043 | 2044 | 2045 | 2046 | 2047 | 2048 | 2049 | 2050 | Output parameter_Output
ANNFIELD | STELLA SOUTH | NPgN | NG FES - Community Renewables | Number of heat pumps (domestic and I&C) | BSP | 286.1741 | 309.0906 | 400.8724 | 496.405 | 728.4755 | 967.4649 | 1202.9528 | 1440.5066 | 1670.4362 | 2804.9231 | 3855.9221 | 4892.622 | 5922.1429 | 6947.1909 | 8198.9183 | 9437.5006 | 10708.482 | 11952.8574 | 13219.8132 | 14267.119 | 15359.8773 | 16450.9451 | 17541.2175 | 18641.8017 | 19756.9318 | 20844.0799 | 21881.3596 | 22915.0894 | 23946.8785 | 24407.5518 | 24868.4382 | 25329.4784 | 25790.6898 | 26252.0893 | Number of heat pumps (domestic and I&C)_Number of heat pumps (domestic and I&C)
BARRACK ROAD | STELLA NORTH | NPgN | NG FES - Community Renewables | Number of heat pumps (domestic and I&C) | BSP | 160.3105 | 169.0162 | 191.1777 | 220.834 | 294.6526 | 372.8471 | 452.169 | 530.3876 | 607.6946 | 1092.464 | 1859.9128 | 2625.9663 | 3376.6424 | 4107.2722 | 4959.1776 | 5821.0406 | 6644.2225 | 7503.6477 | 8329.7441 | 9071.3608 | 9765.6783 | 10461.5125 | 11157.9072 | 11872.4103 | 12269.6649 | 12705.9807 | 13055.8747 | 13533.469 | 13890.2133 | 14160.5982 | 14431.1461 | 14701.9753 | 14973.1082 | 15244.5663 | Number of heat pumps (domestic and I&C)_Number of heat pumps (domestic and I&C)
BLUCHER | STELLA NORTH | NPgN | NG FES - Community Renewables | Number of heat pumps (domestic and I&C) | BSP | 291.6968 | 317.3123 | 383.7001 | 460.5409 | 661.6003 | 903.5141 | 1131.2963 | 1366.8478 | 1592.4367 | 2751.335 | 3994.9996 | 5226.6714 | 6449.3698 | 7670.465 | 9142.9847 | 10630.8975 | 12108.2166 | 13588.2483 | 15063.5825 | 16310.7617 | 17605.6112 | 18894.5643 | 20182.7987 | 21493.6497 | 22701.0948 | 23877.6297 | 25176.7176 | 26423.8776 | 27727.356 | 28246.4189 | 28765.6387 | 29284.9051 | 29804.2291 | 30323.6216 | Number of heat pumps (domestic and I&C)_Number of heat pumps (domestic and I&C)
BOWESFIELD | NORTON | NPgN | NG FES - Community Renewables | Number of heat pumps (domestic and I&C) | BSP | 399.2793 | 431.7799 | 545.7988 | 668.1676 | 964.0677 | 1284.5893 | 1583.2577 | 1898.1215 | 2191.0104 | 3722.8628 | 5268.233 | 6809.0085 | 8352.5077 | 9901.7771 | 11781.1161 | 13668.6413 | 15549.3419 | 17426.7619 | 19304.734 | 20881.7339 | 22475.6546 | 24069.0429 | 25661.3596 | 27256.5872 | 28775.4589 | 30288.9772 | 31929.1403 | 33504.4167 | 35147.8375 | 35814.1138 | 36480.6476 | 37147.3725 | 37814.3114 | 38481.4863 | Number of heat pumps (domestic and I&C)_Number of heat pumps (domestic and I&C)
CHIRTON GRANGE | TYNEMOUTH | NPgN | NG FES - Community Renewables | Number of heat pumps (domestic and I&C) | BSP | 199.6748 | 213.9096 | 253.9902 | 301.5677 | 421.8092 | 562.0591 | 695.8554 | 832.7522 | 966.7806 | 1667.5579 | 2455.7483 | 3244.3544 | 4030.3938 | 4815.3395 | 5757.9107 | 6708.5941 | 7642.1803 | 8583.8591 | 9516.9009 | 10319.8485 | 11142.3102 | 11963.3601 | 12784.1643 | 13620.2025 | 14367.8429 | 15099.6913 | 15875.3041 | 16642.8273 | 17421.1131 | 17766.6585 | 18112.4212 | 18458.3669 | 18804.5134 | 19150.878 | Number of heat pumps (domestic and I&C)_Number of heat pumps (domestic and I&C)
COALBURNS | STELLA SOUTH | NPgN | NG FES - Community Renewables | Number of heat pumps (domestic and I&C) | BSP | 164.7007 | 177.3115 | 244.9461 | 311.1545 | 459.1259 | 589.9456 | 713.196 | 845.1811 | 957.1586 | 1577.8153 | 2192.3073 | 2795.4304 | 3386.8981 | 3965.0344 | 4664.5802 | 5342.0327 | 6046.5433 | 6733.8707 | 7436.4716 | 8010.6105 | 8570.0864 | 9131.7701 | 9693.1269 | 10207.4622 | 10613.7983 | 11099.3561 | 11477.1497 | 11929.1413 | 12305.5628 | 12535.089 | 12764.6933 | 12994.4258 | 13224.298 | 13454.3211 | Number of heat pumps (domestic and I&C)_Number of heat pumps (domestic and I&C)
DARLINGTON CENTRAL | NORTON | NPgN | NG FES - Community Renewables | Number of heat pumps (domestic and I&C) | BSP | 143.0501 | 152.7731 | 184.8784 | 221.8539 | 310.5789 | 408.5645 | 502.6589 | 599.0955 | 694.0042 | 1172.6648 | 1653.8302 | 2134.422 | 2616.6931 | 3102.6053 | 3695.2885 | 4296.4291 | 4891.025 | 5489.3556 | 6083.5236 | 6593.6533 | 7109.1866 | 7623.1952 | 8136.9765 | 8653.6881 | 9160.1467 | 9656.5707 | 10203.4004 | 10721.4687 | 11269.4462 | 11496.6942 | 11724.1066 | 11951.6745 | 12179.4119 | 12407.3326 | Number of heat pumps (domestic and I&C)_Number of heat pumps (domestic and I&C)
DARLINGTON NORTH | NORTON | NPgN | NG FES - Community Renewables | Number of heat pumps (domestic and I&C) | BSP | 191.7533 | 206.7595 | 252.9678 | 306.3181 | 441.795 | 594.9406 | 749.943 | 901.0853 | 1063.0566 | 1856.9284 | 2643.6341 | 3437.1913 | 4241.4347 | 5057.4348 | 6047.7439 | 7054.501 | 8040.0108 | 9034.9891 | 10019.9497 | 10862.805 | 11724.5623 | 12585.3362 | 13445.7709 | 14317.6745 | 15200.2255 | 16042.4264 | 17004.7914 | 17889.8466 | 18853.8343 | 19213.2905 | 19572.8966 | 19932.6134 | 20292.454 | 20652.4309 | Number of heat pumps (domestic and I&C)_Number of heat pumps (domestic and I&C)
DUNSTON | STELLA NORTH | NPgN | NG FES - Community Renewables | Number of heat pumps (domestic and I&C) | BSP | 372.2657 | 398.9957 | 484.4217 | 582.631 | 828.1813 | 1094.068 | 1362.0604 | 1625.9679 | 1898.0206 | 3306.3945 | 4892.6059 | 6479.3908 | 8059.1939 | 9633.3597 | 11521.5224 | 13431.0136 | 15302.4368 | 17202.9978 | 19075.0601 | 20693.285 | 22305.8352 | 23914.5714 | 25523.1874 | 27163.7007 | 28583.3779 | 29982.6714 | 31409.8831 | 32861.5662 | 34293.6561 | 34949.6997 | 35606.0436 | 36262.7266 | 36919.7809 | 37577.2375 | Number of heat pumps (domestic and I&C)_Number of heat pumps (domestic and I&C)
FLATWORTH | TYNEMOUTH | NPgN | NG FES - Community Renewables | Number of heat pumps (domestic and I&C) | BSP | 103.419 | 111.3598 | 143.9068 | 178.837 | 267.778 | 355.9179 | 457.022 | 546.5793 | 659.2883 | 1209.0286 | 1777.5387 | 2363.8355 | 2961.9503 | 3571.135 | 4302.6671 | 5050.3556 | 5765.7779 | 6502.875 | 7219.5414 | 7845.3025 | 8458.1885 | 9071.2957 | 9684.5185 | 10311.3544 | 10919.474 | 11493.5406 | 12132.4939 | 12732.3016 | 13372.3184 | 13612.4609 | 13852.6315 | 14092.8689 | 14333.1802 | 14573.5728 | Number of heat pumps (domestic and I&C)_Number of heat pumps (domestic and I&C)
GOSFORTH | TYNEMOUTH | NPgN | NG FES - Community Renewables | Number of heat pumps (domestic and I&C) | BSP | 258.3198 | 279.0248 | 339.3773 | 408.4628 | 586.4615 | 788.1831 | 986.9513 | 1185.4247 | 1386.7521 | 2429.0649 | 3579.9845 | 4735.7233 | 5890.2248 | 7046.3611 | 8433.0339 | 9833.1207 | 11204.9986 | 12591.1795 | 13962.5501 | 15137.0077 | 16332.3606 | 17522.0813 | 18711.4308 | 19923.7768 | 21014.5972 | 22079.3163 | 23229.0392 | 24352.5914 | 25506.3864 | 25987.2439 | 26468.2738 | 26949.4358 | 27430.7459 | 27912.2196 | Number of heat pumps (domestic and I&C)_Number of heat pumps (domestic and I&C)
HARROGATE 132/33KV | KNARESBOROUGH | NPgN | NG FES - Community Renewables | Number of heat pumps (domestic and I&C) | BSP | 112.1212 | 118.9891 | 142.4744 | 169.8564 | 234.6096 | 304.9773 | 371.7726 | 440.907 | 507.0943 | 863.0307 | 1273.0491 | 1683.7605 | 2093.6701 | 2502.3741 | 2993.8095 | 3490.4219 | 3975.6995 | 4468.4296 | 4953.8506 | 5376.6461 | 5797.0397 | 6215.8905 | 6634.6818 | 7057.4672 | 7418.6117 | 7782.5224 | 8150.8484 | 8529.7926 | 8899.6804 | 9081.6266 | 9263.7194 | 9445.9688 | 9628.388 | 9810.9901 | Number of heat pumps (domestic and I&C)_Number of heat pumps (domestic and I&C)
HUSTHWAITE | KNARESBOROUGH | NPgN | NG FES - Community Renewables | Number of heat pumps (domestic and I&C) | BSP | 110.9781 | 119.2647 | 168.0163 | 214.8325 | 316.524 | 401.6684 | 480.2472 | 566.666 | 636.912 | 1040.501 | 1434.289 | 1822.6147 | 2204.6009 | 2578.7505 | 3032.2952 | 3469.8752 | 3925.0187 | 4369.3649 | 4823.4217 | 5192.1656 | 5535.6256 | 5880.5712 | 6225.2486 | 6540.829 | 6783.3027 | 7084.2321 | 7322.1367 | 7607.7674 | 7845.4165 | 7990.4556 | 8135.5399 | 8280.7237 | 8426.0153 | 8571.4228 | Number of heat pumps (domestic and I&C)_Number of heat pumps (domestic and I&C)
LEEMING BAR_SKEEBY | NORTON | NPgN | NG FES - Community Renewables | Number of heat pumps (domestic and I&C) | BSP | 473.4936 | 509.55 | 715.8114 | 915.319 | 1353.5858 | 1728.177 | 2079.8967 | 2459.4921 | 2781.9853 | 4599.9691 | 6390.5145 | 8161.5817 | 9909.82 | 11627.9199 | 13706.0046 | 15723.0712 | 17803.0615 | 19844.422 | 21920.1612 | 23618.7743 | 25222.7451 | 26831.038 | 28438.285 | 29918.4127 | 31085.2285 | 32489.628 | 33654.1373 | 35003.7643 | 36167.4963 | 36830.5832 | 37493.8407 | 38157.483 | 38821.5436 | 39486.055 | Number of heat pumps (domestic and I&C)_Number of heat pumps (domestic and I&C)
LINTON | BLYTH 132kV | NPgN | NG FES - Community Renewables | Number of heat pumps (domestic and I&C) | BSP | 392.0723 | 424.1491 | 646.2446 | 848.5348 | 1265.5148 | 1593.9591 | 1860.9979 | 2192.5335 | 2418.3393 | 3861.8709 | 5235.6658 | 6574.3353 | 7874.0113 | 9127.1774 | 10643.4455 | 12054.4142 | 13581.9506 | 15032.5716 | 16553.4011 | 17718.7477 | 18726.2654 | 19737.8407 | 20747.3467 | 21663.1564 | 22242.736 | 23114.3869 | 23688.8999 | 24504.99 | 25080.1657 | 25520.3516 | 25960.5516 | 26400.997 | 26841.7084 | 27282.7057 | Number of heat pumps (domestic and I&C)_Number of heat pumps (domestic and I&C)
MALTON GRID | OSBALDWICK | NPgN | NG FES - Community Renewables | Number of heat pumps (domestic and I&C) | BSP | 376.4722 | 404.2616 | 533.5183 | 663.7537 | 959.4559 | 1240.1893 | 1498.5278 | 1778.4769 | 2015.0362 | 3298.3504 | 4534.3776 | 5756.1757 | 6968.227 | 8171.8945 | 9643.2473 | 11096.2162 | 12582.4259 | 14045.1145 | 15527.9405 | 16755.5413 | 17964.1203 | 19176.7382 | 20388.4881 | 21557.4208 | 22627.2596 | 23771.4521 | 24817.6079 | 25921.2342 | 26964.8803 | 27489.1418 | 28013.6909 | 28538.5718 | 29063.8144 | 29589.4477 | Number of heat pumps (domestic and I&C)_Number of heat pumps (domestic and I&C)
MELROSEGATE | OSBALDWICK | NPgN | NG FES - Community Renewables | Number of heat pumps (domestic and I&C) | BSP | 479.7801 | 516.1122 | 621.9367 | 742.8036 | 1041.1972 | 1390.078 | 1703.8605 | 2042.4096 | 2342.1943 | 3941.8347 | 5674.8212 | 7391.3793 | 9098.9844 | 10803.3204 | 12865.5542 | 14944.5921 | 17010.3871 | 19077.6138 | 21140.567 | 22892.4588 | 24692.1594 | 26488.7862 | 28284.3673 | 30103.2357 | 31763.1126 | 33405.7127 | 35146.619 | 36859.6505 | 38605.5031 | 39370.7155 | 40136.4006 | 40902.436 | 41668.8579 | 42435.7013 | Number of heat pumps (domestic and I&C)_Number of heat pumps (domestic and I&C)
NORTH TEES | NORTON | NPgN | NG FES - Community Renewables | Number of heat pumps (domestic and I&C) | BSP | 362.091 | 387.5925 | 472.6107 | 568.8513 | 808.9862 | 1076.0039 | 1345.5719 | 1609.2692 | 1887.5302 | 3247.3381 | 4582.9566 | 5924.5795 | 7278.1965 | 8645.0546 | 10305.8966 | 11984.1083 | 13643.8873 | 15310.5782 | 16968.6852 | 18389.918 | 19854.6753 | 21318.5638 | 22781.9494 | 24271.8118 | 25788.1069 | 27228.7679 | 28795.8506 | 30266.8678 | 31833.534 | 32464.8368 | 33096.5376 | 33728.5823 | 34361.0042 | 34993.8353 | Number of heat pumps (domestic and I&C)_Number of heat pumps (domestic and I&C)
POTTER HOUSE | SPENNYMOOR | NPgN | NG FES - Community Renewables | Number of heat pumps (domestic and I&C) | BSP | 311.5463 | 335.489 | 441.0343 | 550.3031 | 817.0149 | 1077.781 | 1352.3466 | 1615.1595 | 1890.0838 | 3223.9794 | 4474.0215 | 5718.4244 | 6960.4143 | 8198.5911 | 9703.4509 | 11194.245 | 12708.1941 | 14202.9522 | 15713.5389 | 16976.2626 | 18272.7404 | 19568.7557 | 20864.2264 | 22181.4146 | 23500.9617 | 24773.8491 | 25943.9937 | 27133.1364 | 28295.6426 | 28832.227 | 29369.0267 | 29906.0384 | 30443.2842 | 30980.7853 | Number of heat pumps (domestic and I&C)_Number of heat pumps (domestic and I&C)
RAVENSWORTH | STELLA SOUTH | NPgN | NG FES - Community Renewables | Number of heat pumps (domestic and I&C) | BSP | 105.9804 | 113.1041 | 139.7946 | 169.8224 | 243.6313 | 320.455 | 401.7819 | 478.7023 | 563.4321 | 972.6152 | 1373.364 | 1776.823 | 2183.6013 | 2593.6038 | 3091.6268 | 3593.9862 | 4090.3415 | 4589.7585 | 5085.8059 | 5512.1649 | 5944.7177 | 6376.5536 | 6808.2934 | 7247.8614 | 7689.166 | 8110.7327 | 8552.7669 | 8976.3363 | 9417.9865 | 9603.6861 | 9789.4997 | 9975.4303 | 10161.4887 | 10347.685 | Number of heat pumps (domestic and I&C)_Number of heat pumps (domestic and I&C)
SCARBOROUGH GRID | OSBALDWICK | NPgN | NG FES - Community Renewables | Number of heat pumps (domestic and I&C) | BSP | 316.8411 | 337.9764 | 439.0612 | 542.674 | 781.4592 | 1009.395 | 1230.8087 | 1458.8188 | 1669.7374 | 2748.8574 | 3778.0822 | 4795.2957 | 5801.056 | 6795.0899 | 8007.1929 | 9192.8369 | 10415.3138 | 11608.708 | 12827.3675 | 13839.1506 | 14868.5729 | 15897.4534 | 16925.6345 | 17958.5347 | 18948.6527 | 19946.6451 | 20802.7893 | 21722.5368 | 22572.9263 | 23033.3965 | 23494.2305 | 23955.4373 | 24417.0492 | 24879.0977 | Number of heat pumps (domestic and I&C)_Number of heat pumps (domestic and I&C)
SEAL SANDS | SALTHOLME | NPgN | NG FES - Community Renewables | Number of heat pumps (domestic and I&C) | BSP | 0.64317 | 0.64276 | 0.64192 | 0.68421 | 0.72626 | 0.76831 | 0.80989 | 0.85126 | 0.89245 | 1.0054 | 1.1178 | 1.2299 | 1.3416 | 1.4532 | 1.653 | 1.8526 | 2.052 | 2.2514 | 2.4509 | 2.7713 | 3.0919 | 3.413 | 3.7348 | 4.0574 | 4.5151 | 4.9743 | 5.4349 | 5.8973 | 6.3616 | 6.8989 | 7.4388 | 7.9814 | 8.527 | 9.0757 | Number of heat pumps (domestic and I&C)_Number of heat pumps (domestic and I&C)
SPADEADAM 33KV | SPADEADAM | NPgN | NG FES - Community Renewables | Number of heat pumps (domestic and I&C) | BSP | 14.921 | 16.1655 | 26.0636 | 34.9415 | 51.9971 | 63.7305 | 71.8114 | 83.7797 | 89.3918 | 140.8712 | 199.7681 | 256.3434 | 309.832 | 359.5945 | 418.1149 | 470.2746 | 528.1145 | 582.6934 | 640.317 | 683.1827 | 714.4584 | 745.9589 | 777.3839 | 796.3396 | 780.7765 | 792.8436 | 790.9642 | 806.8157 | 805.716 | 818.0454 | 830.3662 | 842.697 | 855.0385 | 867.3914 | Number of heat pumps (domestic and I&C)_Number of heat pumps (domestic and I&C)
SPENNYMOOR 132/66KV | SPENNYMOOR | NPgN | NG FES - Community Renewables | Number of heat pumps (domestic and I&C) | BSP | 484.8677 | 524.2767 | 760.8543 | 986.4881 | 1520.7611 | 1981.1223 | 2482.8216 | 2955.9539 | 3445.7895 | 5811.8539 | 7857.7758 | 9887.8199 | 11905.0121 | 13899.4108 | 16331.298 | 18688.1761 | 21151.1616 | 23539.3967 | 25993.8852 | 27993.401 | 30029.9217 | 32072.0779 | 34113.3009 | 36169.3401 | 38270.6488 | 40328.705 | 41839.8209 | 43542.0811 | 45024.6808 | 45842.5606 | 46660.5862 | 47478.861 | 48297.412 | 49116.2653 | Number of heat pumps (domestic and I&C)_Number of heat pumps (domestic and I&C)
TORONTO | SPENNYMOOR | NPgN | NG FES - Community Renewables | Number of heat pumps (domestic and I&C) | BSP | 290.2666 | 312.4137 | 417.8659 | 524.5897 | 771.2153 | 1001.543 | 1227.3839 | 1459.2051 | 1673.1917 | 2796.0644 | 3891.961 | 4972.7325 | 6039.7101 | 7092.1791 | 8369.0265 | 9622.9133 | 10909.8517 | 12175.5214 | 13459.5495 | 14523.9133 | 15585.9327 | 16650.6332 | 17714.8646 | 18717.6569 | 19595.3505 | 20557.796 | 21400.2 | 22316.8586 | 23156.6004 | 23593.3301 | 24030.229 | 24467.3479 | 24904.7076 | 25342.328 | Number of heat pumps (domestic and I&C)_Number of heat pumps (domestic and I&C)
WORMALD GREEN 132/33KV | KNARESBOROUGH | NPgN | NG FES - Community Renewables | Number of heat pumps (domestic and I&C) | BSP | 141.1766 | 149.8412 | 198.6307 | 248.2132 | 355.8708 | 451.6973 | 543.2 | 639.6797 | 730.3321 | 1223.1383 | 1716.2509 | 2215.2813 | 2718.9957 | 3225.597 | 3841.7484 | 4459.1801 | 5068.6218 | 5683.7516 | 6293.3301 | 6814.8565 | 7305.9617 | 7797.3573 | 8288.6039 | 8760.5028 | 9184.8454 | 9640.9961 | 10089.131 | 10549.0117 | 10997.7928 | 11214.7724 | 11431.8936 | 11649.2179 | 11866.7618 | 12084.5414 | Number of heat pumps (domestic and I&C)_Number of heat pumps (domestic and I&C)
ATTERCLIFFE | WEST MELTON / THORPE MARSH | NPgY | NG FES - Community Renewables | Number of heat pumps (domestic and I&C) | BSP | 161.9925 | 173.6571 | 223.2117 | 276.0734 | 403.6462 | 535.194 | 675.4662 | 807.1147 | 957.6831 | 1680.4165 | 2367.8534 | 3065.651 | 3771.2741 | 4483.1737 | 5362.1216 | 6227.8455 | 7101.967 | 7969.5154 | 8843.8696 | 9582.2123 | 10338.6008 | 11117.6837 | 11882.3076 | 12662.4298 | 13468.8701 | 14273.9909 | 15030.7874 | 15835.9615 | 16550.2256 | 16864.6773 | 17179.3812 | 17494.3445 | 17809.5799 | 18125.0999 | Number of heat pumps (domestic and I&C)_Number of heat pumps (domestic and I&C)
BARUGH 132/66KV | WEST MELTON SECTION 3 | NPgY | NG FES - Community Renewables | Number of heat pumps (domestic and I&C) | BSP | 323.0087 | 348.1563 | 437.2783 | 532.7973 | 772.3568 | 1027.0678 | 1277.774 | 1530.533 | 1777.4827 | 3014.3652 | 4203.9724 | 5389.1803 | 6577.3989 | 7773.3817 | 9224.5298 | 10693.5791 | 12152.4976 | 13621.3527 | 15082.5616 | 16323.0728 | 17596.4763 | 18892.5939 | 20177.8581 | 21480.0848 | 22787.4935 | 24068.2593 | 25310.3216 | 26589.7139 | 27799.9629 | 28336.4162 | 28873.3319 | 29410.6521 | 29948.3969 | 30486.5859 | Number of heat pumps (domestic and I&C)_Number of heat pumps (domestic and I&C)
BEESTON ROYDS 132/33KV | KIRKSTALL B | NPgY | NG FES - Community Renewables | Number of heat pumps (domestic and I&C) | BSP | 316.1775 | 339.0627 | 424.0146 | 520.4507 | 755.0887 | 1004.4406 | 1268.2423 | 1516.9261 | 1797.4728 | 3160.9267 | 4511.5555 | 5880.323 | 7264.1709 | 8663.186 | 10388.4605 | 12075.112 | 13784.2332 | 15475.0413 | 17183.9704 | 18623.805 | 20098.1019 | 21586.0957 | 23060.8192 | 24555.685 | 26044.2683 | 27628.3068 | 29113.2399 | 30707.8901 | 32095.8839 | 32708.2182 | 33321.0546 | 33934.3898 | 34548.2486 | 35162.6547 | Number of heat pumps (domestic and I&C)_Number of heat pumps (domestic and I&C)
BEVERLEY 132/33KV | CREYKE BECK | NPgY | NG FES - Community Renewables | Number of heat pumps (domestic and I&C) | BSP | 358.013 | 384.6329 | 508.7827 | 634.0503 | 926.6177 | 1205.3783 | 1478.8374 | 1758.7612 | 2035.1527 | 3472.153 | 4870.2278 | 6286.9507 | 7717.7823 | 9165.2272 | 10954.4911 | 12717.643 | 14506.201 | 16274.8853 | 18063.8022 | 19554.2528 | 21004.123 | 22464.921 | 23923.0125 | 25393.7833 | 26839.5832 | 28292.1712 | 29711.6814 | 31166.4111 | 32556.8022 | 33161.7561 | 33767.1337 | 34373.036 | 34979.4884 | 35586.5154 | Number of heat pumps (domestic and I&C)_Number of heat pumps (domestic and I&C)
BINGLEY 132/33KV | BRADFORD WEST | NPgY | NG FES - Community Renewables | Number of heat pumps (domestic and I&C) | BSP | 216.8 | 233.0294 | 286.4873 | 346.0744 | 491.2193 | 651.3103 | 799.9751 | 957.0939 | 1100.2342 | 1864.5358 | 2692.4747 | 3512.7006 | 4328.5808 | 5142.1204 | 6125.4804 | 7106.2336 | 8087.4975 | 9069.1144 | 10051.3526 | 10883.0677 | 11728.0851 | 12561.9252 | 13400.6212 | 14226.4952 | 14936.2062 | 15714.1812 | 16500.4152 | 17286.4198 | 18074.2699 | 18426.7531 | 18779.566 | 19132.6805 | 19486.112 | 19839.8755 | Number of heat pumps (domestic and I&C)_Number of heat pumps (domestic and I&C)
BLACKBURN MEADOWS B | WEST MELTON / THORPE MARSH | NPgY | NG FES - Community Renewables | Number of heat pumps (domestic and I&C) | BSP | 69.8648 | 74.3611 | 87.5181 | 103.6242 | 143.629 | 189.9112 | 235.5793 | 280.9984 | 327.6341 | 556.5721 | 785.1398 | 1013.9526 | 1244.2729 | 1476.9893 | 1763.1923 | 2047.2797 | 2332.1184 | 2616.4149 | 2901.3985 | 3145.2256 | 3399.963 | 3659.7521 | 3916.5606 | 4176.6909 | 4438.3403 | 4716.4168 | 4977.0919 | 5257.0817 | 5500.7323 | 5614.6367 | 5728.687 | 5842.8684 | 5957.1883 | 6071.6535 | Number of heat pumps (domestic and I&C)_Number of heat pumps (domestic and I&C)
BLYTON | KEADBY | NPgY | NG FES - Community Renewables | Number of heat pumps (domestic and I&C) | BSP | 290.3933 | 313.4661 | 432.5493 | 544.5444 | 797.7166 | 1023.9314 | 1220.5559 | 1447.1118 | 1619.1789 | 2609.588 | 3537.4101 | 4442.7698 | 5329.3517 | 6197.0446 | 7187.0618 | 8262.3017 | 9286.5189 | 10357.4931 | 11388.1279 | 12265.3471 | 13067.3392 | 13803.2961 | 14596.4126 | 15383.0424 | 16084.7403 | 16715.1871 | 17436.2266 | 18061.104 | 18870.9696 | 19227.1712 | 19583.6543 | 19940.4646 | 20297.6182 | 20655.1308 | Number of heat pumps (domestic and I&C)_Number of heat pumps (domestic and I&C)
BRADFORD | BRADFORD WEST | NPgY | NG FES - Community Renewables | Number of heat pumps (domestic and I&C) | BSP | 299.989 | 319.6867 | 384.8776 | 461.7203 | 647.8049 | 853.7085 | 1058.4694 | 1261.549 | 1470.0294 | 2526.8886 | 3659.7688 | 4792.2406 | 5926.1269 | 7061.9979 | 8450.3852 | 9814.8389 | 11192.4573 | 12559.5873 | 13937.4444 | 15107.7787 | 16308.7862 | 17515.4663 | 18715.6853 | 19907.7727 | 20984.6904 | 22158.1911 | 23308.5175 | 24493.2419 | 25614.649 | 26127.9104 | 26641.7435 | 27156.1304 | 27671.1007 | 28186.6828 | Number of heat pumps (domestic and I&C)_Number of heat pumps (domestic and I&C)
BRAMHAM | FERRYBRIDGE B | NPgY | NG FES - Community Renewables | Number of heat pumps (domestic and I&C) | BSP | 277.6982 | 298.5321 | 390.0587 | 480.7588 | 690.0638 | 892.172 | 1068.8643 | 1269.318 | 1429.2215 | 2330.702 | 3216.0797 | 4089.9331 | 4955.823 | 5815.7853 | 6834.5413 | 7892.5886 | 8928.1308 | 9984.858 | 11023.9056 | 11903.4058 | 12742.4101 | 13551.0289 | 14389.9003 | 15224.6647 | 15988.5439 | 16747.5377 | 17542.9335 | 18302.8512 | 19132.0966 | 19504.361 | 19876.9822 | 20249.9775 | 20623.3663 | 20997.1674 | Number of heat pumps (domestic and I&C)_Number of heat pumps (domestic and I&C)
BRANSHOLME | CREYKE BECK | NPgY | NG FES - Community Renewables | Number of heat pumps (domestic and I&C) | BSP | 190.3124 | 206.8939 | 285.3553 | 368.0566 | 567.2468 | 758.0163 | 977.846 | 1172.663 | 1419.9829 | 2588.6723 | 3684.1762 | 4812.6568 | 5964.0839 | 7138.7811 | 8606.4323 | 10018.944 | 11470.3167 | 12889.4063 | 14339.34 | 15537.8013 | 16731.9393 | 17941.6465 | 19133.7695 | 20354.6748 | 21625.8881 | 22975.1818 | 24208.5114 | 25565.8996 | 26688.6475 | 27151.0381 | 27613.5373 | 28076.231 | 28539.1252 | 29002.2256 | Number of heat pumps (domestic and I&C)_Number of heat pumps (domestic and I&C)
BRIGHOUSE 132/33KV | ELLAND | NPgY | NG FES - Community Renewables | Number of heat pumps (domestic and I&C) | BSP | 207.8907 | 221.8244 | 271.1897 | 328.5892 | 467.8568 | 617.8106 | 773.9433 | 923.0989 | 1088.0631 | 1896.9257 | 2719.8499 | 3551.0066 | 4389.262 | 5235.443 | 6280.5649 | 7300.2622 | 8335.4173 | 9357.8784 | 10392.7757 | 11267.1928 | 12161.6948 | 13067.8475 | 13963.6953 | 14865.0092 | 15736.1473 | 16672.8635 | 17561.9128 | 18506.0448 | 19346.8297 | 19725.3587 | 20104.2596 | 20483.5369 | 20863.2101 | 21243.2981 | Number of heat pumps (domestic and I&C)_Number of heat pumps (domestic and I&C)
DONCASTER B/THORPE MARSH | WEST MELTON / THORPE MARSH | NPgY | NG FES - Community Renewables | Number of heat pumps (domestic and I&C) | BSP | 634.7319 | 685.2278 | 986.1415 | 1270.2623 | 1955.0232 | 2540.9639 | 3188.9135 | 3793.807 | 4439.1673 | 7563.0938 | 10307.7323 | 13052.7256 | 15791.4674 | 18510.0737 | 21718.5319 | 25063.9767 | 28334.083 | 31676.0485 | 34958.4939 | 37757.3636 | 40512.9365 | 43318.0712 | 46135.0351 | 49013.8109 | 51954.6309 | 54128.5479 | 56485.9446 | 58586.2674 | 61181.6886 | 62286.9746 | 63392.8367 | 64499.4831 | 65606.9485 | 66715.2665 | Number of heat pumps (domestic and I&C)_Number of heat pumps (domestic and I&C)
DONCASTER CENTRAL | WEST MELTON / THORPE MARSH | NPgY | NG FES - Community Renewables | Number of heat pumps (domestic and I&C) | BSP | 96.8187 | 103.4634 | 138.599 | 173.5984 | 257.5619 | 333.2815 | 415.4928 | 492.9951 | 574.8258 | 970.9783 | 1331.5966 | 1690.9307 | 2048.8501 | 2404.4046 | 2826.9209 | 3264.227 | 3693.1816 | 4130.1218 | 4560.4913 | 4930.5707 | 5299.6878 | 5669.8218 | 6043.0808 | 6422.1369 | 6799.3814 | 7106.2708 | 7431.3886 | 7731.7275 | 8080.0629 | 8235.9571 | 8391.9964 | 8548.2016 | 8704.5812 | 8861.1435 | Number of heat pumps (domestic and I&C)_Number of heat pumps (domestic and I&C)
DRIFFIELD/BEVERLEY GROUP | CREYKE BECK | NPgY | NG FES - Community Renewables | Number of heat pumps (domestic and I&C) | BSP | 500.7704 | 536.4595 | 727.7713 | 912.0368 | 1321.1805 | 1686.8194 | 2012.4975 | 2378.768 | 2684.4573 | 4416.1119 | 6112.4593 | 7807.2651 | 9496.427 | 11179.0672 | 13198.0846 | 15255.8363 | 17299.5603 | 19359.268 | 21407.8873 | 23125.472 | 24718.8347 | 26262.8804 | 27836.2699 | 29392.4487 | 30830.5294 | 32228.6065 | 33714.4206 | 35111.1475 | 36681.3432 | 37379.9021 | 38079.075 | 38779.0289 | 39479.8037 | 40181.4381 | Number of heat pumps (domestic and I&C)_Number of heat pumps (domestic and I&C)
FEATHERSTONE | FERRYBRIDGE B | NPgY | NG FES - Community Renewables | Number of heat pumps (domestic and I&C) | BSP | 301.6751 | 325.1005 | 408.8111 | 500.8994 | 728.8931 | 971.9915 | 1218.6302 | 1460.3739 | 1711.018 | 2948.9999 | 4152.2965 | 5357.9249 | 6569.5629 | 7790.5231 | 9277.3554 | 10764.247 | 12250.3282 | 13738.2448 | 15225.8671 | 16485.1567 | 17776.0221 | 19066.1527 | 20357.7427 | 21668.1841 | 22971.5283 | 24320.6206 | 25604.8202 | 26959.6079 | 28181.8679 | 28719.5982 | 29257.7587 | 29796.308 | 30335.2651 | 30874.6483 | Number of heat pumps (domestic and I&C)_Number of heat pumps (domestic and I&C)
GIRLINGTON | BRADFORD WEST | NPgY | NG FES - Community Renewables | Number of heat pumps (domestic and I&C) | BSP | 182.7707 | 193.8644 | 227.1894 | 267.5492 | 365.1696 | 478.0651 | 583.8685 | 694.0878 | 796.3861 | 1317.0119 | 1853.801 | 2383.5303 | 2911.1737 | 3438.6208 | 4077.0354 | 4723.4082 | 5362.9256 | 6008.7068 | 6649.2936 | 7205.003 | 7785.5822 | 8357.2782 | 8935.5527 | 9515.8273 | 10066.8458 | 10650.453 | 11220.2405 | 11807.9491 | 12362.6915 | 12630.9798 | 12899.6807 | 13168.7501 | 13438.2089 | 13708.0772 | Number of heat pumps (domestic and I&C)_Number of heat pumps (domestic and I&C)
HALIFAX 132/33KV | ELLAND | NPgY | NG FES - Community Renewables | Number of heat pumps (domestic and I&C) | BSP | 89.9419 | 94.6441 | 117.5089 | 143.1311 | 199.6247 | 253.8907 | 309.6405 | 364.1842 | 421.0828 | 725.5371 | 1086.4944 | 1448.5122 | 1808.1523 | 2162.9808 | 2595.1025 | 3011.8232 | 3437.8044 | 3856.3548 | 4282.2383 | 4643.7821 | 4999.1885 | 5343.3023 | 5691.4475 | 6025.1438 | 6264.9787 | 6532.6351 | 6829.5061 | 7100.6006 | 7421.7093 | 7571.23 | 7720.9356 | 7870.8673 | 8021.0374 | 8171.4578 | Number of heat pumps (domestic and I&C)_Number of heat pumps (domestic and I&C)
HECKMONDWIKE | SKELTON GRANGE | NPgY | NG FES - Community Renewables | Number of heat pumps (domestic and I&C) | BSP | 173.7323 | 186.2574 | 232.1704 | 284.0879 | 410.9373 | 546.9114 | 689.5462 | 824.8818 | 976.5728 | 1712.4703 | 2437.9147 | 3172.2622 | 3914.608 | 4665.4086 | 5592.3107 | 6500.1376 | 7419.369 | 8329.3066 | 9248.4631 | 10023.527 | 10819.4721 | 11628.9251 | 12428.0531 | 13238.8203 | 14052.7394 | 14911.4613 | 15715.1809 | 16578.9217 | 17329.5932 | 17661.87 | 17994.4284 | 18327.262 | 18660.3845 | 18993.8093 | Number of heat pumps (domestic and I&C)_Number of heat pumps (domestic and I&C)
HOLMFIELD | BRADFORD WEST | NPgY | NG FES - Community Renewables | Number of heat pumps (domestic and I&C) | BSP | 244.0964 | 262.7111 | 334.4104 | 412.485 | 600.9173 | 799.3121 | 999.2247 | 1196.3057 | 1400.2725 | 2423.5419 | 3453.9336 | 4486.1683 | 5521.1023 | 6559.3331 | 7822.045 | 9077.3972 | 10336.1488 | 11593.0082 | 12852.8129 | 13918.4695 | 15006.0626 | 16079.281 | 17156.5559 | 18239.3599 | 19269.0377 | 20349.1168 | 21398.1414 | 22484.2622 | 23501.4188 | 23948.4364 | 24395.8071 | 24843.5121 | 25291.5675 | 25739.9892 | Number of heat pumps (domestic and I&C)_Number of heat pumps (domestic and I&C)
HULL EAST 132/33KV | SALTEND NORTH | NPgY | NG FES - Community Renewables | Number of heat pumps (domestic and I&C) | BSP | 204.3221 | 219.9084 | 294.2136 | 368.685 | 545.6589 | 713.2637 | 884.1967 | 1053.3679 | 1226.1347 | 2093.2423 | 2901.47 | 3715.7389 | 4534.7277 | 5358.9183 | 6362.9799 | 7372.7129 | 8382.2955 | 9393.337 | 10404.3623 | 11255.7003 | 12096.9633 | 12944.1677 | 13787.9079 | 14644.1328 | 15513.2129 | 16334.1896 | 17143.1594 | 17960.0649 | 18763.3803 | 19112.4395 | 19461.7402 | 19811.3207 | 20161.1945 | 20511.3744 | Number of heat pumps (domestic and I&C)_Number of heat pumps (domestic and I&C)
HULL SOUTH | CREYKE BECK | NPgY | NG FES - Community Renewables | Number of heat pumps (domestic and I&C) | BSP | 284.2312 | 303.1866 | 377.4805 | 459.8505 | 654.6461 | 859.3314 | 1064.5538 | 1267.6572 | 1475.3797 | 2535.5999 | 3656.3816 | 4777.6284 | 5897.7122 | 7013.7917 | 8369.4864 | 9709.9407 | 11057.3688 | 12400.0037 | 13748.3992 | 14895.1438 | 16061.531 | 17216.5478 | 18376.3084 | 19528.0721 | 20556.4425 | 21636.1164 | 22719.8032 | 23805.926 | 24889.6117 | 25380.6947 | 25872.2854 | 26364.3901 | 26857.0359 | 27350.2489 | Number of heat pumps (domestic and I&C)_Number of heat pumps (domestic and I&C)
HULL WEST | CREYKE BECK | NPgY | NG FES - Community Renewables | Number of heat pumps (domestic and I&C) | BSP | 184.1912 | 198.3508 | 252.4227 | 309.5914 | 447.3087 | 590.7636 | 727.7382 | 869.7956 | 1006.9949 | 1719.6156 | 2426.6044 | 3141.3022 | 3864.318 | 4598.5308 | 5510.17 | 6405.2471 | 7313.4962 | 8211.0051 | 9119.0976 | 9877.2781 | 10636.316 | 11405.7378 | 12168.79 | 12939.9781 | 13706.1271 | 14504.7078 | 15265.5025 | 16068.0367 | 16792.2932 | 17109.5916 | 17427.1319 | 17744.9169 | 18062.9584 | 18381.268 | Number of heat pumps (domestic and I&C)_Number of heat pumps (domestic and I&C)
HUMBERSTON | GRIMSBY WEST | NPgY | NG FES - Community Renewables | Number of heat pumps (domestic and I&C) | BSP | 107.4126 | 115.3828 | 141.189 | 170.3102 | 242.2811 | 323.5632 | 401.3188 | 480.9907 | 558.6006 | 950.5203 | 1341.6158 | 1732.1148 | 2124.4833 | 2520.1213 | 3003.7662 | 3487.0571 | 3969.9394 | 4453.4008 | 4936.6882 | 5347.1975 | 5773.1892 | 6200.3118 | 6627.9191 | 7061.3433 | 7490.9785 | 7941.0713 | 8368.2436 | 8820.7717 | 9225.6413 | 9408.1949 | 9590.9311 | 9773.82 | 9956.8696 | 10140.0875 | Number of heat pumps (domestic and I&C)_Number of heat pumps (domestic and I&C)
HUNNINGLEY | WEST MELTON SECTION 3 | NPgY | NG FES - Community Renewables | Number of heat pumps (domestic and I&C) | BSP | 133.0094 | 143.5809 | 179.6837 | 219.4017 | 321.1777 | 429.9827 | 543.6096 | 652.3628 | 769.7532 | 1335.9733 | 1874.6606 | 2415.9418 | 2961.7068 | 3514.6149 | 4194.6808 | 4871.2462 | 5551.3649 | 6228.8936 | 6909.3824 | 7483.257 | 8073.8271 | 8681.8854 | 9279.9345 | 9888.7074 | 10509.6939 | 11135.1635 | 11724.8642 | 12351.2046 | 12908.6145 | 13151.3328 | 13394.2245 | 13637.278 | 13880.5007 | 14123.9 | Number of heat pumps (domestic and I&C)_Number of heat pumps (domestic and I&C)
HUNSHELF | WEST MELTON SECTION 3 | NPgY | NG FES - Community Renewables | Number of heat pumps (domestic and I&C) | BSP | 158.2642 | 170.9601 | 232.3264 | 291.5123 | 432.7217 | 563.6495 | 689.8458 | 821.6875 | 939.066 | 1557.1128 | 2135.3752 | 2706.4417 | 3272.3126 | 3832.9074 | 4492.5458 | 5184.5862 | 5858.098 | 6548.8583 | 7225.0286 | 7800.9923 | 8365.4227 | 8928.1371 | 9489.7172 | 10050.4417 | 10592.6928 | 11047.2683 | 11541.4236 | 11988.0567 | 12526.2821 | 12760.6949 | 12995.2748 | 13230.0338 | 13464.9803 | 13700.1226 | Number of heat pumps (domestic and I&C)_Number of heat pumps (domestic and I&C)
IMMINGHAM | GRIMSBY WEST | NPgY | NG FES - Community Renewables | Number of heat pumps (domestic and I&C) | BSP | 88.9127 | 95.4735 | 139.7807 | 180.458 | 272.2267 | 346.0684 | 420.2999 | 496.3104 | 567.3426 | 940.0617 | 1270.3616 | 1600.3932 | 1928.436 | 2252.6544 | 2632.6605 | 3032.5313 | 3422.2587 | 3821.7869 | 4213.2537 | 4544.6514 | 4849.2463 | 5145.4306 | 5453.249 | 5764.9264 | 6071.6127 | 6299.0056 | 6559.9275 | 6779.8803 | 7078.639 | 7207.8099 | 7337.0635 | 7466.448 | 7595.9697 | 7725.6347 | Number of heat pumps (domestic and I&C)_Number of heat pumps (domestic and I&C)
KIRKHAW LANE | FERRYBRIDGE B | NPgY | NG FES - Community Renewables | Number of heat pumps (domestic and I&C) | BSP | 183.6631 | 198.5862 | 265.8938 | 333.3974 | 494.6854 | 650.1095 | 804.1342 | 960.2936 | 1110.4016 | 1874.449 | 2587.2961 | 3296.4839 | 4004.2285 | 4711.9726 | 5556.8057 | 6426.2305 | 7281.6264 | 8150.3815 | 9008.1595 | 9735.053 | 10454.0715 | 11148.9503 | 11866.9775 | 12597.25 | 13315.1214 | 14002.0338 | 14689.0307 | 15373.6479 | 16063.9975 | 16362.8683 | 16661.9378 | 16961.2103 | 17260.6953 | 17560.4017 | Number of heat pumps (domestic and I&C)_Number of heat pumps (domestic and I&C)
KIRKSTALL C 2/5 | KIRKSTALL B | NPgY | NG FES - Community Renewables | Number of heat pumps (domestic and I&C) | BSP | 94.232 | 98.5508 | 115.387 | 135.9501 | 181.4389 | 227.2729 | 272.0176 | 317.6887 | 360.1987 | 604.0634 | 929.7378 | 1252.381 | 1569.669 | 1879.2298 | 2253.1255 | 2613.2783 | 2981.5423 | 3343.3073 | 3711.496 | 4026.9745 | 4336.7811 | 4639.7829 | 4944.6122 | 5227.2567 | 5387.8705 | 5579.7679 | 5817.4224 | 6013.2738 | 6289.6936 | 6425.5551 | 6561.6396 | 6697.9851 | 6834.6063 | 6971.5175 | Number of heat pumps (domestic and I&C)_Number of heat pumps (domestic and I&C)
KIRKSTALL C/RING ROAD HORSFORTH | KIRKSTALL B | NPgY | NG FES - Community Renewables | Number of heat pumps (domestic and I&C) | BSP | 394.6992 | 426.045 | 532.454 | 651.2919 | 943.9869 | 1263.4716 | 1578.7055 | 1894.3795 | 2209.5669 | 3847.8965 | 5650.2418 | 7443.5354 | 9231.034 | 11013.2997 | 13174.0677 | 15302.7848 | 17450.5218 | 19583.5099 | 21731.9384 | 23540.3054 | 25384.0995 | 27208.9874 | 29039.3162 | 30840.5862 | 32356.9116 | 34029.6287 | 35716.603 | 37407.2094 | 39093.7015 | 39826.7541 | 40560.3196 | 41294.3692 | 42028.9252 | 42764.0096 | Number of heat pumps (domestic and I&C)_Number of heat pumps (domestic and I&C)
LEEDS EAST | SKELTON GRANGE | NPgY | NG FES - Community Renewables | Number of heat pumps (domestic and I&C) | BSP | 270.3912 | 290.3628 | 362.4906 | 442.6052 | 636.6255 | 839.5325 | 1042.4824 | 1244.6679 | 1445.5418 | 2527.2803 | 3802.996 | 5073.9222 | 6334.5819 | 7581.4861 | 9093.3382 | 10562.5153 | 12057.4591 | 13531.8072 | 15026.645 | 16281.7128 | 17536.0224 | 18781.1067 | 20024.976 | 21218.8484 | 22081.588 | 23053.879 | 24109.2823 | 25094.4316 | 26215.7342 | 26703.5159 | 27191.6391 | 27680.1698 | 28169.1275 | 28658.5312 | Number of heat pumps (domestic and I&C)_Number of heat pumps (domestic and I&C)
LEEDS NORTH | SKELTON GRANGE | NPgY | NG FES - Community Renewables | Number of heat pumps (domestic and I&C) | BSP | 234.4377 | 249.7922 | 298.4453 | 355.8142 | 495.0246 | 644.7443 | 789.7548 | 937.9314 | 1077.3596 | 1893.79 | 3019.4239 | 4136.5019 | 5236.9634 | 6313.1853 | 7615.4043 | 8855.3789 | 10132.5871 | 11379.0964 | 12655.0788 | 13723.333 | 14782.4301 | 15868.0665 | 16930.133 | 17908.9734 | 18437.6264 | 19078.172 | 19869.3427 | 20523.3392 | 21440.9615 | 21848.3588 | 22256.1075 | 22664.3023 | 23072.9658 | 23482.1199 | Number of heat pumps (domestic and I&C)_Number of heat pumps (domestic and I&C)
LINDLEY | ELLAND | NPgY | NG FES - Community Renewables | Number of heat pumps (domestic and I&C) | BSP | 264.1037 | 283.0126 | 353.7143 | 430.621 | 617.1996 | 812.7266 | 1004.2133 | 1198.1933 | 1386.5358 | 2351.199 | 3330.6236 | 4306.9708 | 5282.8858 | 6259.5435 | 7442.843 | 8629.0918 | 9813.0994 | 11000.1194 | 12185.617 | 13193.4201 | 14219.0481 | 15246.5635 | 16268.2653 | 17288.3395 | 18248.5579 | 19218.4 | 20185.4655 | 21157.5901 | 22121.8983 | 22556.2283 | 22990.9874 | 23426.1568 | 23861.7577 | 24297.8108 | Number of heat pumps (domestic and I&C)_Number of heat pumps (domestic and I&C)
LOW ROAD | SKELTON GRANGE | NPgY | NG FES - Community Renewables | Number of heat pumps (domestic and I&C) | BSP | 198.7318 | 210.776 | 257.5118 | 311.4414 | 439.6774 | 570.5683 | 710.5824 | 842.0428 | 989.8918 | 1752.3965 | 2630.8931 | 3519.4914 | 4409.1505 | 5294.5541 | 6385.6964 | 7426.4474 | 8497.7329 | 9543.7231 | 10613.9258 | 11512.5491 | 12410.1993 | 13340.2161 | 14245.0718 | 15121.9348 | 15822.744 | 16582.8423 | 17373.4877 | 18140.6886 | 18954.4922 | 19319.5757 | 19685.0048 | 20050.8615 | 20417.1681 | 20783.946 | Number of heat pumps (domestic and I&C)_Number of heat pumps (domestic and I&C)
MALLARD WAY | WEST MELTON / THORPE MARSH | NPgY | NG FES - Community Renewables | Number of heat pumps (domestic and I&C) | BSP | 105.739 | 112.5067 | 138.0904 | 167.4991 | 237.5289 | 310.3678 | 386.376 | 459.2713 | 538.2786 | 931.4374 | 1339.6367 | 1750.5193 | 2162.9827 | 2577.3764 | 3087.4274 | 3585.8099 | 4091.6796 | 4591.5315 | 5097.3796 | 5525.7905 | 5958.4696 | 6386.8289 | 6815.7024 | 7243.2951 | 7634.2359 | 8058.9735 | 8474.0208 | 8902.6477 | 9306.2622 | 9489.2716 | 9672.4705 | 9855.8753 | 10039.4969 | 10223.3459 | Number of heat pumps (domestic and I&C)_Number of heat pumps (domestic and I&C)
MENSTON | BRADFORD WEST | NPgY | NG FES - Community Renewables | Number of heat pumps (domestic and I&C) | BSP | 199.7451 | 214.5966 | 268.2657 | 325.5054 | 464.0281 | 610.7069 | 745.2543 | 889.7168 | 1014.3422 | 1688.081 | 2403.3273 | 3105.1797 | 3798.2986 | 4483.561 | 5295.8999 | 6127.4282 | 6945.8512 | 7776.5262 | 8597.0149 | 9298.1319 | 10006.9061 | 10702.6094 | 11406.3093 | 12097.2026 | 12685.8389 | 13282.3337 | 13914.6777 | 14513.1496 | 15177.4175 | 15477.8048 | 15778.4988 | 16079.4706 | 16380.7347 | 16682.3049 | Number of heat pumps (domestic and I&C)_Number of heat pumps (domestic and I&C)
MOSS ROAD | GRIMSBY WEST | NPgY | NG FES - Community Renewables | Number of heat pumps (domestic and I&C) | BSP | 98.2622 | 103.8806 | 126.6091 | 152.8023 | 213.5727 | 277.2195 | 343.2353 | 406.5663 | 476.3559 | 814.4502 | 1150.5231 | 1488.695 | 1829.3754 | 2172.9456 | 2596.5884 | 3014.3567 | 3436.2463 | 3854.8714 | 4276.85 | 4637.5417 | 5006.3166 | 5373.5016 | 5740.5341 | 6112.162 | 6482.3011 | 6875.8134 | 7248.2952 | 7644.5482 | 7996.2912 | 8161.5516 | 8327.0291 | 8492.7276 | 8658.6591 | 8824.8355 | Number of heat pumps (domestic and I&C)_Number of heat pumps (domestic and I&C)
OSGODBY 1/2 | DRAX | NPgY | NG FES - Community Renewables | Number of heat pumps (domestic and I&C) | BSP | 0 | 0 | 0 | 0 | 0 | 0 | 0 | 0 | 0 | 0 | 0 | 0 | 0 | 0 | 0 | 0 | 0 | 0 | 0 | 0 | 0 | 0 | 0 | 0 | 0 | 0 | 0 | 0 | 0 | 0 | 0 | 0 | 0 | 0 | Number of heat pumps (domestic and I&C)_Number of heat pumps (domestic and I&C)
OSGODBY 3/4 | DRAX | NPgY | NG FES - Community Renewables | Number of heat pumps (domestic and I&C) | BSP | 269.7122 | 291.9315 | 391.397 | 487.4651 | 709.7542 | 922.225 | 1106.5478 | 1317.5012 | 1482.5398 | 2421.0748 | 3318.5298 | 4204.7572 | 5083.646 | 5957.7928 | 6991.2966 | 8071.8152 | 9126.0439 | 10204.85 | 11262.9699 | 12153.0797 | 12994.2488 | 13795.1223 | 14635.1317 | 15477.2297 | 16267.3284 | 17054.1424 | 17867.2801 | 18654.9194 | 19492.6856 | 19857.106 | 20221.7827 | 20586.7298 | 20951.9602 | 21317.4862 | Number of heat pumps (domestic and I&C)_Number of heat pumps (domestic and I&C)
RODLEY | SKELTON GRANGE | NPgY | NG FES - Community Renewables | Number of heat pumps (domestic and I&C) | BSP | 279.0329 | 299.894 | 360.6013 | 431.6543 | 611.1982 | 817.9761 | 1017.2222 | 1220.0708 | 1417.1335 | 2425.772 | 3494.6675 | 4556.2117 | 5616.21 | 6678.2053 | 7970.0143 | 9253.7417 | 10540.3726 | 11825.2201 | 13112.7137 | 14205.3217 | 15337.2201 | 16474.5097 | 17608.0018 | 18735.8047 | 19757.4604 | 20865.0526 | 21948.8285 | 23066.3511 | 24121.3415 | 24594.469 | 25068.0491 | 25542.02 | 26016.4016 | 26491.2133 | Number of heat pumps (domestic and I&C)_Number of heat pumps (domestic and I&C)
SAINT ANDREWS ROAD 132/33KV | SKELTON GRANGE | NPgY | NG FES - Community Renewables | Number of heat pumps (domestic and I&C) | BSP | 210.452 | 224.622 | 271.6219 | 326.6628 | 460.6674 | 608.932 | 757.0668 | 903.5036 | 1054.814 | 1805.1877 | 2565.2375 | 3325.5505 | 4089.0602 | 4858.2037 | 5800.4701 | 6734.4434 | 7672.9157 | 8608.0534 | 9546.9949 | 10346.4166 | 11170.638 | 11989.7607 | 12810.4636 | 13637.6262 | 14437.4236 | 15299.0262 | 16120.1178 | 16988.8173 | 17768.2655 | 18124.8619 | 18481.8548 | 18839.2178 | 19196.9705 | 19555.132 | Number of heat pumps (domestic and I&C)_Number of heat pumps (domestic and I&C)
SALTEND 132/33KV | SALTEND NORTH | NPgY | NG FES - Community Renewables | Number of heat pumps (domestic and I&C) | BSP | 0.65089 | 0.66071 | 0.70833 | 0.78622 | 0.9257 | 1.0593 | 1.1837 | 1.3166 | 1.4371 | 2.0079 | 2.5524 | 3.1008 | 3.6533 | 4.2116 | 4.9442 | 5.6783 | 6.4152 | 7.1506 | 7.8884 | 8.6173 | 9.3274 | 10.0382 | 10.7569 | 11.4846 | 12.3171 | 13.1282 | 13.936 | 14.7486 | 15.5581 | 16.1618 | 16.768 | 17.3769 | 17.9886 | 18.6033 | Number of heat pumps (domestic and I&C)_Number of heat pumps (domestic and I&C)
SANTON | KEADBY | NPgY | NG FES - Community Renewables | Number of heat pumps (domestic and I&C) | BSP | 193.9073 | 208.6853 | 289.7192 | 366.1958 | 540.8594 | 694.805 | 838.3206 | 993.6636 | 1127.0064 | 1850.5647 | 2517.3955 | 3179.0835 | 3835.9464 | 4487.3381 | 5254.7694 | 6060.0387 | 6845.0655 | 7649.2697 | 8437.4792 | 9104.5683 | 9730.6593 | 10335.9338 | 10964.6731 | 11597.8074 | 12208.8553 | 12728.6162 | 13294.8243 | 13806.4507 | 14423.4372 | 14694.0948 | 14964.9601 | 15236.0812 | 15507.4709 | 15779.1413 | Number of heat pumps (domestic and I&C)_Number of heat pumps (domestic and I&C)
SCUNTHORPE NORTH | KEADBY | NPgY | NG FES - Community Renewables | Number of heat pumps (domestic and I&C) | BSP | 114.822 | 122.2001 | 159.2 | 196.9138 | 285.641 | 368.6678 | 455.2576 | 539.2978 | 626.3266 | 1052.291 | 1443.429 | 1834.725 | 2226.5137 | 2618.3876 | 3090.5569 | 3573.603 | 4051.0975 | 4534.0815 | 5012.7384 | 5423.2416 | 5832.9666 | 6243.8544 | 6658.2665 | 7080.9825 | 7513.0245 | 7896.8491 | 8283.4511 | 8662.9466 | 9056.8806 | 9237.4011 | 9418.1236 | 9599.0648 | 9780.2365 | 9961.6499 | Number of heat pumps (domestic and I&C)_Number of heat pumps (domestic and I&C)
SCUNTHORPE SOUTH | KEADBY | NPgY | NG FES - Community Renewables | Number of heat pumps (domestic and I&C) | BSP | 146.2311 | 158.4098 | 206.1734 | 257.092 | 382.3038 | 512.3142 | 647.8596 | 777.7133 | 922.3555 | 1625.707 | 2294.7239 | 2973.6468 | 3662.0651 | 4361.5042 | 5225.9012 | 6075.355 | 6935.5999 | 7787.1106 | 8647.3188 | 9365.3493 | 10093.8245 | 10840.3388 | 11577.3531 | 12330.9505 | 13112.0374 | 13924.2819 | 14675.2851 | 15491.0022 | 16184.4437 | 16480.221 | 16776.1584 | 17072.254 | 17368.5143 | 17664.9458 | Number of heat pumps (domestic and I&C)_Number of heat pumps (domestic and I&C)
SILSDEN | BRADFORD WEST | NPgY | NG FES - Community Renewables | Number of heat pumps (domestic and I&C) | BSP | 349.1657 | 373.2993 | 464.0096 | 560.7539 | 790.9074 | 1028.0877 | 1245.8912 | 1480.4914 | 1684.3037 | 2787.3039 | 3917.2738 | 5039.53 | 6157.8407 | 7275.654 | 8630.8223 | 9998.0084 | 11360.2876 | 12728.2858 | 14092.6513 | 15252.3778 | 16411.3103 | 17582.3981 | 18715.7608 | 19827.3907 | 20868.8278 | 21934.3019 | 23019.3952 | 24089.0557 | 25190.4565 | 25695.74 | 26201.5949 | 26708.0222 | 27215.0526 | 27722.7158 | Number of heat pumps (domestic and I&C)_Number of heat pumps (domestic and I&C)
SOWERBY BRIDGE 132/33KV | ELLAND | NPgY | NG FES - Community Renewables | Number of heat pumps (domestic and I&C) | BSP | 221.8421 | 236.6069 | 301.6441 | 370.1979 | 529.4404 | 684.4782 | 835.3895 | 990.4413 | 1138.3834 | 1926.7334 | 2762.4571 | 3596.6129 | 4426.7209 | 5251.4638 | 6248.5641 | 7240.7414 | 8237.2533 | 9231.3454 | 10228.9541 | 11073.9703 | 11909.4048 | 12751.6968 | 13565.0345 | 14353.0399 | 15040.8292 | 15740.0949 | 16480.0313 | 17181.794 | 17958.0703 | 18308.8656 | 18660.0143 | 19011.5635 | 19363.5341 | 19715.9463 | Number of heat pumps (domestic and I&C)_Number of heat pumps (domestic and I&C)
STAYGATE | SKELTON GRANGE | NPgY | NG FES - Community Renewables | Number of heat pumps (domestic and I&C) | BSP | 224.4624 | 240.9897 | 298.24 | 363.1789 | 524.1392 | 699.3774 | 880.9695 | 1055.0609 | 1246.1559 | 2176.8327 | 3094.7337 | 4021.437 | 4956.9172 | 5902.6884 | 7069.3793 | 8215.6347 | 9374.0781 | 10522.6819 | 11681.1883 | 12658.733 | 13665.1738 | 14691.865 | 15704.3581 | 16730.4243 | 17755.6532 | 18834.1481 | 19846.4543 | 20930.9501 | 21879.4987 | 22299.0476 | 22718.9498 | 23139.1887 | 23559.7811 | 23980.7432 | Number of heat pumps (domestic and I&C)_Number of heat pumps (domestic and I&C)
THORNHILL 132KV | ELLAND | NPgY | NG FES - Community Renewables | Number of heat pumps (domestic and I&C) | BSP | 365.8145 | 391.63 | 486.9354 | 592.4174 | 849.2608 | 1121.1984 | 1395.9008 | 1666.1446 | 1947.4399 | 3340.1885 | 4706.6637 | 6078.8857 | 7459.3277 | 8850.5435 | 10553.638 | 12247.5582 | 13947.3391 | 15643.3469 | 17344.3699 | 18786.7285 | 20260.4283 | 21752.5471 | 23231.9432 | 24728.1463 | 26218.0733 | 27749.7903 | 29213.7657 | 30751.0566 | 32151.2252 | 32780.8195 | 33411.0271 | 34041.8263 | 34673.2478 | 35305.3213 | Number of heat pumps (domestic and I&C)_Number of heat pumps (domestic and I&C)
WAKEFIELD MONCKTON ROAD | WEST MELTON SECTION 3 | NPgY | NG FES - Community Renewables | Number of heat pumps (domestic and I&C) | BSP | 204.8337 | 218.993 | 264.7935 | 317.9529 | 449.687 | 593.1017 | 737.751 | 880.1433 | 1025.7407 | 1768.8949 | 2571.0416 | 3372.5738 | 4173.386 | 4973.942 | 5951.6832 | 6911.6177 | 7882.1305 | 8844.2989 | 9815.0062 | 10636.3515 | 11472.3322 | 12319.6381 | 13158.5118 | 13986.0026 | 14707.2557 | 15485.4232 | 16263.8138 | 17048.7563 | 17822.7538 | 18170.8713 | 18519.3279 | 18868.1306 | 19217.2975 | 19566.8458 | Number of heat pumps (domestic and I&C)_Number of heat pumps (domestic and I&C)
WAKEFIELD NORTH | SKELTON GRANGE | NPgY | NG FES - Community Renewables | Number of heat pumps (domestic and I&C) | BSP | 302.1896 | 326.6021 | 405.8539 | 495.8066 | 722.7541 | 974.3207 | 1230.8294 | 1479.9744 | 1745.0503 | 3047.7519 | 4334.124 | 5628.3985 | 6933.4681 | 8253.1932 | 9873.0094 | 11472.8599 | 13083.3446 | 14685.509 | 16296.4904 | 17653.5141 | 19056.1583 | 20471.9217 | 21877.7642 | 23303.6798 | 24721.8805 | 26230.9763 | 27644.4968 | 29163.6798 | 30483.4743 | 31057.8943 | 31632.7237 | 32207.9033 | 32783.4492 | 33359.377 | Number of heat pumps (domestic and I&C)_Number of heat pumps (domestic and I&C)
WEST MELTON | WEST MELTON SECTION 3 | NPgY | NG FES - Community Renewables | Number of heat pumps (domestic and I&C) | BSP | 546.1817 | 590.8164 | 793.818 | 999.0361 | 1506.0346 | 1993.0436 | 2514.2971 | 3008.0083 | 3534.6816 | 6081.0319 | 8413.9005 | 10747.3975 | 13085.1665 | 15428.1351 | 18242.9416 | 21116.3518 | 23957.7774 | 26830.5873 | 29678.5114 | 32096.7289 | 34544.6252 | 37008.127 | 39476.6815 | 41996.459 | 44558.2641 | 46863.8755 | 49155.3331 | 51437.4992 | 53741.2698 | 54730.6329 | 55720.5872 | 56711.153 | 57702.3576 | 58694.2269 | Number of heat pumps (domestic and I&C)_Number of heat pumps (domestic and I&C)
WHINMOOR | FERRYBRIDGE B | NPgY | NG FES - Community Renewables | Number of heat pumps (domestic and I&C) | BSP | 274.2745 | 296.5351 | 377.9948 | 466.9171 | 686.1439 | 916.6373 | 1152.303 | 1382.2675 | 1622.4599 | 2831.5563 | 4077.9531 | 5324.7185 | 6573.0224 | 7825.4963 | 9351.9028 | 10860.3033 | 12381.3743 | 13892.8368 | 15414.5689 | 16693.6831 | 17991.1137 | 19274.2127 | 20561.5469 | 21846.1954 | 23013.8697 | 24266.9418 | 25495.8923 | 26758.8052 | 27958.9682 | 28475.2341 | 28991.8159 | 29508.7149 | 30025.9452 | 30543.5204 | Number of heat pumps (domestic and I&C)_Number of heat pumps (domestic and I&C)
WOLD NEWTON | KEADBY | NPgY | NG FES - Community Renewables | Number of heat pumps (domestic and I&C) | BSP | 331.8831 | 357.5795 | 504.4196 | 639.8533 | 931.9391 | 1179.7312 | 1379.3395 | 1627.3607 | 1796.1127 | 2856.3892 | 3871.4005 | 4862.4968 | 5829.7336 | 6771.955 | 7839.4966 | 9001.4444 | 10108.6372 | 11266.63 | 12381.1923 | 13319.8634 | 14118.3444 | 14806.8393 | 15582.7207 | 16338.2013 | 16949.8625 | 17551.8644 | 18277.163 | 18880.1239 | 19718.3045 | 20086.8504 | 20455.6842 | 20824.9221 | 21194.5846 | 21564.6911 | Number of heat pumps (domestic and I&C)_Number of heat pumps (domestic and I&C)
YARBOROUGH ROAD 132/33KV | GRIMSBY WEST | NPgY | NG FES - Community Renewables | Number of heat pumps (domestic and I&C) | BSP | 178.1832 | 192.0882 | 250.1284 | 310.7826 | 455.5553 | 601.3109 | 745.9618 | 891.2755 | 1040.2494 | 1798.6525 | 2540.8861 | 3292.8814 | 4053.2693 | 4822.9903 | 5771.3567 | 6704.4626 | 7648.8608 | 8584.3266 | 9528.8671 | 10317.0892 | 11101.339 | 11895.8888 | 12687.8483 | 13490.5914 | 14290.3601 | 15115.9627 | 15902.8285 | 16731.6998 | 17481.8241 | 17806.6633 | 18131.7189 | 18457.006 | 18782.5354 | 19108.3176 | Number of heat pumps (domestic and I&C)_Number of heat pumps (domestic and I&C)

## SP_Gross peak demand
Bulk Supply Point Name | Grid Supply Point Connected to | Licence area | Scenario name | Output parameter_Unit | Substation Type in Forecasting Model | 2017 | 2018 | 2019 | 2020 | 2021 | 2022 | 2023 | 2024 | 2025 | 2026 | 2027 | 2028 | 2029 | 2030 | 2031 | 2032 | 2033 | 2034 | 2035 | 2036 | 2037 | 2038 | 2039 | 2040 | 2041 | 2042 | 2043 | 2044 | 2045 | 2046 | 2047 | 2048 | 2049 | 2050 | Output parameter_Output
ANNFIELD | STELLA SOUTH | NPgN | NG FES - Steady Progression | Total peak demand (MW) | BSP | 62.5747 | 66.4251 | 66.0805 | 66.8205 | 67.2376 | 67.5662 | 67.9515 | 68.313 | 68.4329 | 68.7086 | 69.1457 | 69.2244 | 69.8805 | 70.2966 | 70.8841 | 71.5503 | 72.3258 | 73.1384 | 74.1979 | 75.2822 | 76.5705 | 78.0808 | 79.7741 | 81.5691 | 83.525 | 85.6709 | 87.8755 | 89.8851 | 91.9696 | 93.6036 | 95.0381 | 96.3929 | 97.2075 | 98.1062 | Total peak demand (MW)_Total peak demand (MW)
BARRACK ROAD | STELLA NORTH | NPgN | NG FES - Steady Progression | Total peak demand (MW) | BSP | 76.8196 | 79.0508 | 78.5061 | 79.5886 | 80.4023 | 81.0493 | 81.7207 | 82.2588 | 82.3161 | 82.5883 | 82.7998 | 82.8523 | 83.1499 | 83.1753 | 83.3589 | 83.5611 | 83.7944 | 83.8847 | 84.2064 | 84.349 | 84.526 | 84.8804 | 85.2709 | 85.5345 | 85.824 | 86.3004 | 86.7984 | 86.9531 | 87.427 | 87.8175 | 88.021 | 88.366 | 88.4608 | 88.5779 | Total peak demand (MW)_Total peak demand (MW)
BLUCHER | STELLA NORTH | NPgN | NG FES - Steady Progression | Total peak demand (MW) | BSP | 55.3366 | 55.0282 | 54.7389 | 55.3373 | 55.6174 | 55.8329 | 56.1013 | 56.375 | 56.4741 | 56.6902 | 57.1079 | 57.1444 | 57.779 | 58.1918 | 58.7399 | 59.3632 | 60.0717 | 60.8242 | 61.7725 | 62.7449 | 63.9046 | 65.23 | 66.7126 | 68.2911 | 70.0106 | 71.8811 | 73.8053 | 75.59 | 77.4207 | 78.8843 | 80.1962 | 81.4398 | 82.2509 | 83.1391 | Total peak demand (MW)_Total peak demand (MW)
BOWESFIELD | NORTON | NPgN | NG FES - Steady Progression | Total peak demand (MW) | BSP | 87.8933 | 88.1444 | 87.6765 | 88.6809 | 89.2139 | 89.629 | 90.1375 | 90.6127 | 90.7676 | 91.1348 | 91.7482 | 91.81 | 92.7358 | 93.3049 | 94.0965 | 94.9851 | 96.0173 | 97.0963 | 98.4965 | 99.9234 | 101.6221 | 103.5994 | 105.8125 | 108.1554 | 110.7084 | 113.5076 | 116.3865 | 119.0113 | 121.7419 | 123.9028 | 125.8067 | 127.6192 | 128.745 | 129.984 | Total peak demand (MW)_Total peak demand (MW)
CHIRTON GRANGE | TYNEMOUTH | NPgN | NG FES - Steady Progression | Total peak demand (MW) | BSP | 55.2084 | 54.9649 | 54.6658 | 55.2789 | 55.5844 | 55.8223 | 56.1125 | 56.4021 | 56.5071 | 56.7277 | 57.1339 | 57.1871 | 57.8111 | 58.225 | 58.7516 | 59.3625 | 60.0756 | 60.845 | 61.8361 | 62.8828 | 64.1376 | 65.5936 | 67.2338 | 68.9917 | 70.9074 | 72.9924 | 75.1342 | 77.1209 | 79.1423 | 80.7087 | 82.0953 | 83.3817 | 84.1487 | 84.9975 | Total peak demand (MW)_Total peak demand (MW)
COALBURNS | STELLA SOUTH | NPgN | NG FES - Steady Progression | Total peak demand (MW) | BSP | 63.2568 | 63.4392 | 63.0704 | 63.8781 | 64.4009 | 64.8123 | 65.2809 | 65.6767 | 65.7681 | 66.0356 | 66.3698 | 66.4114 | 66.9054 | 67.145 | 67.5546 | 67.9971 | 68.5271 | 69.0316 | 69.7594 | 70.4489 | 71.2652 | 72.2734 | 73.3974 | 74.5435 | 75.7935 | 77.2157 | 78.6802 | 79.9143 | 81.3001 | 82.3924 | 83.3008 | 84.21 | 84.7171 | 85.2814 | Total peak demand (MW)_Total peak demand (MW)
DARLINGTON CENTRAL | NORTON | NPgN | NG FES - Steady Progression | Total peak demand (MW) | BSP | 42.2587 | 50.9596 | 50.6796 | 51.2483 | 51.65 | 51.9677 | 52.3063 | 52.5837 | 52.6221 | 52.7765 | 52.9322 | 52.9552 | 53.1783 | 53.2429 | 53.4028 | 53.5764 | 53.7732 | 53.9079 | 54.1673 | 54.3423 | 54.5515 | 54.8547 | 55.188 | 55.4718 | 55.7818 | 56.1922 | 56.6188 | 56.8748 | 57.2846 | 57.6288 | 57.8748 | 58.1837 | 58.3427 | 58.5208 | Total peak demand (MW)_Total peak demand (MW)
DARLINGTON NORTH | NORTON | NPgN | NG FES - Steady Progression | Total peak demand (MW) | BSP | 64.9179 | 67.7833 | 67.3514 | 68.2264 | 68.8463 | 69.3371 | 69.8562 | 70.284 | 70.3434 | 70.5809 | 70.822 | 70.8633 | 71.2064 | 71.3081 | 71.57 | 71.8547 | 72.1707 | 72.3883 | 72.7949 | 73.0625 | 73.3793 | 73.8365 | 74.3363 | 74.7554 | 75.2129 | 75.8236 | 76.4587 | 76.8321 | 77.4455 | 77.9733 | 78.3544 | 78.838 | 79.1037 | 79.3984 | Total peak demand (MW)_Total peak demand (MW)
DUNSTON | STELLA NORTH | NPgN | NG FES - Steady Progression | Total peak demand (MW) | BSP | 102.6249 | 103.3201 | 102.715 | 103.9634 | 104.7115 | 105.302 | 105.9705 | 106.5793 | 106.7478 | 107.1659 | 107.7897 | 107.9019 | 108.8408 | 109.3992 | 110.1953 | 111.109 | 112.1725 | 113.252 | 114.7196 | 116.1824 | 117.932 | 120.0232 | 122.3726 | 124.8261 | 127.5006 | 130.4756 | 133.5342 | 136.247 | 139.136 | 141.3908 | 143.3307 | 145.1948 | 146.2679 | 147.4581 | Total peak demand (MW)_Total peak demand (MW)
FLATWORTH | TYNEMOUTH | NPgN | NG FES - Steady Progression | Total peak demand (MW) | BSP | 36.8142 | 38.4595 | 38.2317 | 38.694 | 38.988 | 39.2211 | 39.4777 | 39.705 | 39.759 | 39.9049 | 40.1038 | 40.1419 | 40.439 | 40.6007 | 40.8483 | 41.1311 | 41.4602 | 41.7796 | 42.233 | 42.6673 | 43.1862 | 43.8206 | 44.5324 | 45.2617 | 46.0568 | 46.9565 | 47.882 | 48.6748 | 49.5495 | 50.2349 | 50.8122 | 51.3817 | 51.7004 | 52.0548 | Total peak demand (MW)_Total peak demand (MW)
GOSFORTH | TYNEMOUTH | NPgN | NG FES - Steady Progression | Total peak demand (MW) | BSP | 76.0395 | 76.1567 | 75.6966 | 76.644 | 77.2362 | 77.705 | 78.2257 | 78.6915 | 78.8105 | 79.119 | 79.5522 | 79.641 | 80.2895 | 80.6618 | 81.2206 | 81.8622 | 82.6059 | 83.3441 | 84.3668 | 85.3632 | 86.5542 | 87.9938 | 89.6102 | 91.2812 | 93.1027 | 95.1455 | 97.2459 | 99.0777 | 101.0621 | 102.6156 | 103.9385 | 105.2262 | 105.9583 | 106.7707 | Total peak demand (MW)_Total peak demand (MW)
HARROGATE 132/33KV | KNARESBOROUGH | NPgN | NG FES - Steady Progression | Total peak demand (MW) | BSP | 57.0035 | 58.6987 | 58.3478 | 59.0879 | 59.5765 | 59.9631 | 60.3863 | 60.7541 | 60.8409 | 61.0742 | 61.3693 | 61.442 | 61.8848 | 62.1267 | 62.4981 | 62.9291 | 63.4401 | 63.9396 | 64.6624 | 65.3674 | 66.2129 | 67.2589 | 68.4381 | 69.6521 | 70.9761 | 72.4735 | 74.0124 | 75.3324 | 76.7781 | 77.8854 | 78.8075 | 79.7031 | 80.1624 | 80.6787 | Total peak demand (MW)_Total peak demand (MW)
HUSTHWAITE | KNARESBOROUGH | NPgN | NG FES - Steady Progression | Total peak demand (MW) | BSP | 23.9414 | 25.1491 | 25.0314 | 25.3085 | 25.4584 | 25.5737 | 25.7234 | 25.8526 | 25.8918 | 25.9975 | 26.1581 | 26.1564 | 26.3966 | 26.526 | 26.7193 | 26.9221 | 27.1667 | 27.4174 | 27.7486 | 28.0832 | 28.4786 | 28.9423 | 29.4577 | 30.001 | 30.5933 | 31.2462 | 31.9185 | 32.5218 | 33.1614 | 33.672 | 34.1162 | 34.5467 | 34.816 | 35.1126 | Total peak demand (MW)_Total peak demand (MW)
LEEMING BAR_SKEEBY | NORTON | NPgN | NG FES - Steady Progression | Total peak demand (MW) | BSP | 76.4128 | 76.4294 | 76.1259 | 76.8849 | 77.1552 | 77.3508 | 77.689 | 78.0174 | 78.1705 | 78.5157 | 79.1867 | 79.1431 | 80.1607 | 80.7868 | 81.6134 | 82.485 | 83.5281 | 84.6725 | 86.0753 | 87.5797 | 89.3582 | 91.3577 | 93.5812 | 95.9983 | 98.6322 | 101.4547 | 104.3596 | 107.1187 | 109.8868 | 112.1029 | 114.1099 | 115.9868 | 117.2466 | 118.6255 | Total peak demand (MW)_Total peak demand (MW)
LINTON | BLYTH 132kV | NPgN | NG FES - Steady Progression | Total peak demand (MW) | BSP | 49.468 | 51.3953 | 51.2304 | 51.8355 | 52.1815 | 52.4527 | 52.855 | 53.171 | 53.3135 | 53.663 | 54.1029 | 54.1581 | 54.802 | 55.1927 | 55.8308 | 56.489 | 57.3187 | 58.2274 | 59.3741 | 60.6122 | 62.0593 | 63.7465 | 65.63 | 67.6759 | 69.9063 | 72.3063 | 74.7671 | 77.0742 | 79.392 | 81.1883 | 82.7704 | 84.2165 | 85.069 | 86.0105 | Total peak demand (MW)_Total peak demand (MW)
MALTON GRID | OSBALDWICK | NPgN | NG FES - Steady Progression | Total peak demand (MW) | BSP | 75.7364 | 79.0567 | 78.6661 | 79.5834 | 80.1186 | 80.5398 | 81.0512 | 81.5055 | 81.6582 | 82.0281 | 82.5621 | 82.6492 | 83.4414 | 83.9218 | 84.6434 | 85.4348 | 86.3753 | 87.3578 | 88.6424 | 89.9581 | 91.5121 | 93.3419 | 95.3879 | 97.5584 | 99.924 | 102.5183 | 105.1832 | 107.6053 | 110.1246 | 112.1008 | 113.8265 | 115.4586 | 116.4337 | 117.5098 | Total peak demand (MW)_Total peak demand (MW)
MELROSEGATE | OSBALDWICK | NPgN | NG FES - Steady Progression | Total peak demand (MW) | BSP | 126.4443 | 133.1686 | 132.4391 | 133.9955 | 134.9383 | 135.6809 | 136.5226 | 137.2838 | 137.4982 | 138.0294 | 138.8059 | 138.9585 | 140.1235 | 140.821 | 141.8356 | 142.9972 | 144.3497 | 145.7256 | 147.5878 | 149.4459 | 151.6635 | 154.3127 | 157.288 | 160.3985 | 163.7889 | 167.5557 | 171.4273 | 174.8685 | 178.5246 | 181.3787 | 183.8373 | 186.1948 | 187.5533 | 189.0591 | Total peak demand (MW)_Total peak demand (MW)
NORTH TEES | NORTON | NPgN | NG FES - Steady Progression | Total peak demand (MW) | BSP | 146.1753 | 150.6218 | 149.5789 | 151.6708 | 153.27 | 154.546 | 155.8625 | 156.9153 | 157.0325 | 157.5739 | 157.9744 | 158.1111 | 158.6623 | 158.7048 | 159.096 | 159.5257 | 160.0126 | 160.2176 | 160.87 | 161.1601 | 161.5074 | 162.2002 | 162.9588 | 163.4659 | 164.0222 | 164.9422 | 165.9025 | 166.1948 | 167.1109 | 167.8797 | 168.2897 | 168.9784 | 169.189 | 169.4416 | Total peak demand (MW)_Total peak demand (MW)
POTTER HOUSE | SPENNYMOOR | NPgN | NG FES - Steady Progression | Total peak demand (MW) | BSP | 78.4436 | 80.6535 | 80.1791 | 81.1815 | 81.8293 | 82.3439 | 82.9108 | 83.4121 | 83.5421 | 83.8806 | 84.3272 | 84.4363 | 85.0978 | 85.4736 | 86.064 | 86.7341 | 87.517 | 88.2911 | 89.3673 | 90.4149 | 91.6591 | 93.1716 | 94.8673 | 96.6201 | 98.531 | 100.6769 | 102.8826 | 104.7999 | 106.8815 | 108.5075 | 109.8875 | 111.2299 | 111.9816 | 112.8164 | Total peak demand (MW)_Total peak demand (MW)
RAVENSWORTH | STELLA SOUTH | NPgN | NG FES - Steady Progression | Total peak demand (MW) | BSP | 54.0073 | 57.1111 | 56.7358 | 57.4995 | 58.0724 | 58.5303 | 59.0078 | 59.3963 | 59.4542 | 59.6675 | 59.8494 | 59.9175 | 60.1761 | 60.2509 | 60.4583 | 60.6945 | 60.9713 | 61.1713 | 61.5581 | 61.847 | 62.1927 | 62.6947 | 63.2563 | 63.7636 | 64.3179 | 65.0213 | 65.7471 | 66.2297 | 66.9122 | 67.4451 | 67.8248 | 68.2652 | 68.4391 | 68.6404 | Total peak demand (MW)_Total peak demand (MW)
SCARBOROUGH GRID | OSBALDWICK | NPgN | NG FES - Steady Progression | Total peak demand (MW) | BSP | 81.3234 | 84.9814 | 84.5274 | 85.5374 | 86.1514 | 86.6376 | 87.1974 | 87.7052 | 87.8701 | 88.2513 | 88.7969 | 88.9305 | 89.7489 | 90.2688 | 91.0057 | 91.8492 | 92.8535 | 93.9094 | 95.3175 | 96.7779 | 98.5171 | 100.5877 | 102.9195 | 105.3955 | 108.0946 | 111.0626 | 114.1086 | 116.8718 | 119.7352 | 121.9319 | 123.8343 | 125.6087 | 126.5927 | 127.688 | Total peak demand (MW)_Total peak demand (MW)
SEAL SANDS | SALTHOLME | NPgN | NG FES - Steady Progression | Total peak demand (MW) | BSP | 35.5586 | 36.4727 | 36.1966 | 36.7486 | 37.2101 | 37.5805 | 37.9536 | 38.2395 | 38.2591 | 38.3905 | 38.432 | 38.4742 | 38.5215 | 38.4552 | 38.4761 | 38.4983 | 38.527 | 38.4614 | 38.508 | 38.442 | 38.365 | 38.3764 | 38.3868 | 38.3052 | 38.2177 | 38.2219 | 38.2297 | 38.0479 | 38.0518 | 38.0545 | 37.9641 | 37.966 | 37.8735 | 37.7812 | Total peak demand (MW)_Total peak demand (MW)
SPADEADAM 33KV | SPADEADAM | NPgN | NG FES - Steady Progression | Total peak demand (MW) | BSP | 1.2185 | 1.2104 | 1.211 | 1.2247 | 1.2314 | 1.2364 | 1.249 | 1.2563 | 1.2607 | 1.2736 | 1.2876 | 1.2849 | 1.3045 | 1.3133 | 1.332 | 1.347 | 1.3686 | 1.3925 | 1.4213 | 1.4532 | 1.4891 | 1.5301 | 1.5746 | 1.624 | 1.6779 | 1.7347 | 1.793 | 1.8487 | 1.9042 | 1.9491 | 1.9888 | 2.0257 | 2.0503 | 2.0772 | Total peak demand (MW)_Total peak demand (MW)
SPENNYMOOR 132/66KV | SPENNYMOOR | NPgN | NG FES - Steady Progression | Total peak demand (MW) | BSP | 100.3868 | 100.5117 | 99.958 | 101.1461 | 101.8198 | 102.3474 | 102.9667 | 103.538 | 103.7129 | 104.1424 | 104.8122 | 104.888 | 105.8876 | 106.4738 | 107.3339 | 108.2794 | 109.3889 | 110.5268 | 112.0283 | 113.5386 | 115.3229 | 117.4232 | 119.7655 | 122.2315 | 124.9193 | 127.8872 | 130.9401 | 133.6835 | 136.5796 | 138.8766 | 140.8824 | 142.8126 | 143.9978 | 145.3031 | Total peak demand (MW)_Total peak demand (MW)
TORONTO | SPENNYMOOR | NPgN | NG FES - Steady Progression | Total peak demand (MW) | BSP | 56.9263 | 56.9321 | 56.597 | 57.2758 | 57.6754 | 57.9832 | 58.3385 | 58.6441 | 58.6954 | 58.8825 | 59.1613 | 59.1293 | 59.5453 | 59.7129 | 59.9862 | 60.2695 | 60.5934 | 60.8657 | 61.2835 | 61.6254 | 62.0334 | 62.5401 | 63.0928 | 63.6166 | 64.1881 | 64.8749 | 65.5899 | 66.1267 | 66.8224 | 67.4213 | 67.9102 | 68.4626 | 68.8305 | 69.2342 | Total peak demand (MW)_Total peak demand (MW)
WORMALD GREEN 132/33KV | KNARESBOROUGH | NPgN | NG FES - Steady Progression | Total peak demand (MW) | BSP | 50.8539 | 53.7584 | 53.4401 | 54.1054 | 54.5576 | 54.9131 | 55.3078 | 55.6279 | 55.6766 | 55.868 | 56.0753 | 56.0811 | 56.3815 | 56.474 | 56.6802 | 56.8931 | 57.1449 | 57.3322 | 57.667 | 57.9168 | 58.2131 | 58.621 | 59.0682 | 59.4704 | 59.9098 | 60.4659 | 61.0436 | 61.4272 | 61.9821 | 62.4451 | 62.7904 | 63.2019 | 63.4265 | 63.6773 | Total peak demand (MW)_Total peak demand (MW)
ATTERCLIFFE | WEST MELTON / THORPE MARSH | NPgY | NG FES - Steady Progression | Total peak demand (MW) | BSP | 44.7792 | 46.0979 | 45.8013 | 46.4107 | 46.8471 | 47.195 | 47.5644 | 47.8701 | 47.9242 | 48.1051 | 48.2891 | 48.3413 | 48.6049 | 48.7069 | 48.9173 | 49.1501 | 49.4132 | 49.6153 | 49.954 | 50.2013 | 50.4801 | 50.8493 | 51.2341 | 51.5444 | 51.8579 | 52.2536 | 52.6446 | 52.8373 | 53.1927 | 53.5826 | 53.8661 | 54.2134 | 54.3931 | 54.5941 | Total peak demand (MW)_Total peak demand (MW)
BARUGH 132/66KV | WEST MELTON SECTION 3 | NPgY | NG FES - Steady Progression | Total peak demand (MW) | BSP | 68.1025 | 70.873 | 70.499 | 71.3599 | 71.8914 | 72.3204 | 72.8081 | 73.2679 | 73.4495 | 73.8194 | 74.3473 | 74.5476 | 75.3269 | 75.8827 | 76.6541 | 77.5413 | 78.5644 | 79.6299 | 80.9716 | 82.3057 | 83.8055 | 85.4752 | 87.2295 | 88.942 | 90.6702 | 92.4616 | 94.1913 | 95.6091 | 97.1328 | 98.7993 | 100.2479 | 101.6296 | 102.4449 | 103.3452 | Total peak demand (MW)_Total peak demand (MW)
BEESTON ROYDS 132/33KV | KIRKSTALL B | NPgY | NG FES - Steady Progression | Total peak demand (MW) | BSP | 106.5795 | 108.5258 | 107.8323 | 109.3129 | 110.3864 | 111.2534 | 112.1776 | 112.9651 | 113.1603 | 113.6727 | 114.2144 | 114.4648 | 115.243 | 115.6726 | 116.4206 | 117.2749 | 118.263 | 119.1717 | 120.4763 | 121.6265 | 122.9171 | 124.4766 | 126.1117 | 127.5893 | 129.0763 | 130.7372 | 132.3452 | 133.4263 | 134.8392 | 136.3847 | 137.6125 | 138.8931 | 139.5346 | 140.2542 | Total peak demand (MW)_Total peak demand (MW)
BEVERLEY 132/33KV | CREYKE BECK | NPgY | NG FES - Steady Progression | Total peak demand (MW) | BSP | 84.097 | 87.6017 | 87.1773 | 88.2029 | 88.7693 | 89.2335 | 89.7901 | 90.3747 | 90.6691 | 91.1883 | 92.0093 | 92.3426 | 93.5409 | 94.5032 | 95.7064 | 97.1269 | 98.7877 | 100.6023 | 102.8183 | 105.1439 | 107.7579 | 110.616 | 113.6274 | 116.6401 | 119.6703 | 122.7309 | 125.6693 | 128.201 | 130.7589 | 133.5525 | 136.0207 | 138.2775 | 139.5733 | 141.0112 | Total peak demand (MW)_Total peak demand (MW)
BINGLEY 132/33KV | BRADFORD WEST | NPgY | NG FES - Steady Progression | Total peak demand (MW) | BSP | 53.558 | 53.2864 | 53.0126 | 53.6169 | 53.9171 | 54.1603 | 54.4652 | 54.7863 | 54.9445 | 55.2287 | 55.7239 | 55.8672 | 56.6108 | 57.17 | 57.8671 | 58.6743 | 59.6098 | 60.6255 | 61.8613 | 63.1435 | 64.5943 | 66.1693 | 67.8258 | 69.4793 | 71.1493 | 72.8423 | 74.4751 | 75.8855 | 77.3221 | 78.8919 | 80.2896 | 81.5855 | 82.3768 | 83.2501 | Total peak demand (MW)_Total peak demand (MW)
BLACKBURN MEADOWS B | WEST MELTON / THORPE MARSH | NPgY | NG FES - Steady Progression | Total peak demand (MW) | BSP | 37.1289 | 37.5328 | 37.2685 | 37.8093 | 38.2295 | 38.5665 | 38.9148 | 39.1932 | 39.2318 | 39.3829 | 39.4935 | 39.547 | 39.7002 | 39.7277 | 39.8504 | 39.9864 | 40.1428 | 40.2308 | 40.438 | 40.5533 | 40.6817 | 40.8963 | 41.1195 | 41.266 | 41.4115 | 41.6365 | 41.8585 | 41.8972 | 42.0947 | 42.3111 | 42.4313 | 42.6184 | 42.6709 | 42.7346 | Total peak demand (MW)_Total peak demand (MW)
BLYTON | KEADBY | NPgY | NG FES - Steady Progression | Total peak demand (MW) | BSP | 49.4275 | 49.593 | 49.3847 | 49.9685 | 50.2327 | 50.4347 | 50.6904 | 50.9979 | 51.1445 | 51.4162 | 51.9095 | 52.0291 | 52.7079 | 53.2405 | 53.8652 | 54.6048 | 55.4564 | 56.3814 | 57.4942 | 58.6556 | 59.9571 | 61.3577 | 62.8335 | 64.3214 | 65.82 | 67.333 | 68.7981 | 70.0798 | 71.3816 | 72.8067 | 74.0836 | 75.2829 | 76.0508 | 76.8941 | Total peak demand (MW)_Total peak demand (MW)
BRADFORD | BRADFORD WEST | NPgY | NG FES - Steady Progression | Total peak demand (MW) | BSP | 81.6494 | 82.4162 | 81.9367 | 82.9836 | 83.6562 | 84.2073 | 84.8294 | 85.408 | 85.6349 | 86.0887 | 86.7093 | 86.9811 | 87.9048 | 88.5723 | 89.4857 | 90.5475 | 91.7872 | 93.0849 | 94.7394 | 96.3998 | 98.2712 | 100.3709 | 102.5794 | 104.7303 | 106.896 | 109.1388 | 111.2944 | 113.0446 | 114.9213 | 116.9705 | 118.7324 | 120.3904 | 121.2988 | 122.3109 | Total peak demand (MW)_Total peak demand (MW)
BRAMHAM | FERRYBRIDGE B | NPgY | NG FES - Steady Progression | Total peak demand (MW) | BSP | 65.7241 | 68.828 | 68.4548 | 69.3079 | 69.8361 | 70.2599 | 70.7364 | 71.1963 | 71.3514 | 71.692 | 72.1667 | 72.3291 | 72.9879 | 73.4469 | 74.0645 | 74.7891 | 75.6266 | 76.479 | 77.581 | 78.66 | 79.868 | 81.23 | 82.663 | 84.0484 | 85.4413 | 86.9031 | 88.3175 | 89.4383 | 90.687 | 92.0538 | 93.2203 | 94.3594 | 95.0181 | 95.7477 | Total peak demand (MW)_Total peak demand (MW)
BRANSHOLME | CREYKE BECK | NPgY | NG FES - Steady Progression | Total peak demand (MW) | BSP | 47.373 | 48.8691 | 48.6235 | 49.1953 | 49.5156 | 49.7763 | 50.0872 | 50.4031 | 50.5555 | 50.8265 | 51.2582 | 51.4239 | 52.0708 | 52.5724 | 53.2093 | 53.956 | 54.83 | 55.7804 | 56.9499 | 58.1698 | 59.5466 | 61.0566 | 62.6467 | 64.2298 | 65.8237 | 67.4399 | 68.9916 | 70.3171 | 71.6669 | 73.1403 | 74.4375 | 75.6263 | 76.3027 | 77.0545 | Total peak demand (MW)_Total peak demand (MW)
BRIGHOUSE 132/33KV | ELLAND | NPgY | NG FES - Steady Progression | Total peak demand (MW) | BSP | 73.897 | 75.8034 | 75.3483 | 76.3342 | 77.0077 | 77.555 | 78.155 | 78.6896 | 78.8633 | 79.2484 | 79.7233 | 79.9372 | 80.6365 | 81.1005 | 81.783 | 82.5728 | 83.4934 | 84.4179 | 85.6446 | 86.8273 | 88.1588 | 89.689 | 91.2973 | 92.8273 | 94.3669 | 95.9993 | 97.5712 | 98.7752 | 100.146 | 101.6433 | 102.8972 | 104.1151 | 104.7571 | 105.4751 | Total peak demand (MW)_Total peak demand (MW)
DONCASTER B/THORPE MARSH | WEST MELTON / THORPE MARSH | NPgY | NG FES - Steady Progression | Total peak demand (MW) | BSP | 155.8805 | 161.8475 | 161.0479 | 163.0916 | 164.385 | 165.4303 | 166.6096 | 167.7469 | 168.2505 | 169.2165 | 170.5594 | 171.1838 | 173.1186 | 174.6264 | 176.6409 | 179.0087 | 181.7628 | 184.6927 | 188.3423 | 192.0763 | 196.2467 | 200.8744 | 205.748 | 210.5654 | 215.4039 | 220.3583 | 225.1204 | 229.0993 | 233.253 | 237.7926 | 241.7494 | 245.4405 | 247.5263 | 249.8396 | Total peak demand (MW)_Total peak demand (MW)
DONCASTER CENTRAL | WEST MELTON / THORPE MARSH | NPgY | NG FES - Steady Progression | Total peak demand (MW) | BSP | 24.1833 | 24.2715 | 24.1335 | 24.4571 | 24.6737 | 24.8499 | 25.0447 | 25.2243 | 25.2932 | 25.4344 | 25.6164 | 25.7046 | 25.9678 | 26.1608 | 26.4299 | 26.7446 | 27.1111 | 27.4914 | 27.9787 | 28.4645 | 29.0084 | 29.6221 | 30.2679 | 30.8956 | 31.5263 | 32.1819 | 32.8121 | 33.319 | 33.8679 | 34.4677 | 34.9809 | 35.4674 | 35.7318 | 36.0263 | Total peak demand (MW)_Total peak demand (MW)
DRIFFIELD/BEVERLEY GROUP | CREYKE BECK | NPgY | NG FES - Steady Progression | Total peak demand (MW) | BSP | 110.6031 | 110.7236 | 110.1608 | 111.5328 | 112.2799 | 112.8769 | 113.583 | 114.3373 | 114.6507 | 115.2678 | 116.2458 | 116.5542 | 117.8953 | 118.9231 | 120.1821 | 121.6794 | 123.4134 | 125.2571 | 127.5413 | 129.8819 | 132.4992 | 135.3734 | 138.402 | 141.4101 | 144.433 | 147.5253 | 150.5128 | 153.0303 | 155.6661 | 158.5504 | 161.0815 | 163.4789 | 164.9229 | 166.5174 | Total peak demand (MW)_Total peak demand (MW)
FEATHERSTONE | FERRYBRIDGE B | NPgY | NG FES - Steady Progression | Total peak demand (MW) | BSP | 83.1517 | 83.9981 | 83.489 | 84.6005 | 85.3586 | 85.9713 | 86.64 | 87.2335 | 87.4135 | 87.8339 | 88.3485 | 88.5625 | 89.3096 | 89.7838 | 90.508 | 91.3382 | 92.2972 | 93.24 | 94.5022 | 95.6885 | 97.0218 | 98.563 | 100.1807 | 101.7045 | 103.2405 | 104.8883 | 106.4815 | 107.677 | 109.0791 | 110.6126 | 111.8916 | 113.1628 | 113.8603 | 114.6358 | Total peak demand (MW)_Total peak demand (MW)
GIRLINGTON | BRADFORD WEST | NPgY | NG FES - Steady Progression | Total peak demand (MW) | BSP | 52.3143 | 53.7924 | 53.4421 | 54.1471 | 54.6462 | 55.0444 | 55.4692 | 55.8232 | 55.8854 | 56.0895 | 56.3029 | 56.3586 | 56.6691 | 56.7922 | 57.0286 | 57.294 | 57.5987 | 57.8376 | 58.2393 | 58.5444 | 58.8916 | 59.3464 | 59.8218 | 60.2119 | 60.6044 | 61.0901 | 61.567 | 61.8104 | 62.2376 | 62.7052 | 63.0443 | 63.4496 | 63.6435 | 63.8632 | Total peak demand (MW)_Total peak demand (MW)
HALIFAX 132/33KV | ELLAND | NPgY | NG FES - Steady Progression | Total peak demand (MW) | BSP | 24.1678 | 24.1192 | 23.9894 | 24.2827 | 24.4496 | 24.5867 | 24.7496 | 24.9148 | 24.9938 | 25.1356 | 25.3578 | 25.4466 | 25.7759 | 26.0317 | 26.3498 | 26.7238 | 27.1627 | 27.6396 | 28.2289 | 28.8432 | 29.5371 | 30.2998 | 31.1031 | 31.9015 | 32.7052 | 33.521 | 34.3038 | 34.9697 | 35.6496 | 36.3917 | 37.0429 | 37.6394 | 37.9745 | 38.3475 | Total peak demand (MW)_Total peak demand (MW)
HECKMONDWIKE | SKELTON GRANGE | NPgY | NG FES - Steady Progression | Total peak demand (MW) | BSP | 49.1938 | 49.2371 | 48.9519 | 49.569 | 49.9543 | 50.2675 | 50.6236 | 50.9551 | 51.0807 | 51.3373 | 51.7009 | 51.8382 | 52.3821 | 52.7631 | 53.2881 | 53.8942 | 54.5983 | 55.3302 | 56.2634 | 57.192 | 58.2399 | 59.4133 | 60.6466 | 61.8453 | 63.054 | 64.3102 | 65.5209 | 66.5015 | 67.5621 | 68.721 | 69.7198 | 70.6699 | 71.209 | 71.8075 | Total peak demand (MW)_Total peak demand (MW)
HOLMFIELD | BRADFORD WEST | NPgY | NG FES - Steady Progression | Total peak demand (MW) | BSP | 64.838 | 65.401 | 65.0778 | 65.8146 | 66.1863 | 66.4965 | 66.8883 | 67.3094 | 67.5488 | 67.9513 | 68.6327 | 68.8925 | 69.9154 | 70.7354 | 71.7677 | 72.9699 | 74.3694 | 75.914 | 77.771 | 79.7284 | 81.9363 | 84.3278 | 86.8447 | 89.375 | 91.9278 | 94.4918 | 96.9553 | 99.1171 | 101.2685 | 103.6186 | 105.7202 | 107.6296 | 108.7672 | 110.0243 | Total peak demand (MW)_Total peak demand (MW)
HULL EAST 132/33KV | SALTEND NORTH | NPgY | NG FES - Steady Progression | Total peak demand (MW) | BSP | 55.5371 | 55.9281 | 55.5552 | 56.3149 | 56.8587 | 57.2909 | 57.7485 | 58.1292 | 58.1887 | 58.4008 | 58.6109 | 58.6626 | 58.9588 | 59.0606 | 59.2752 | 59.5181 | 59.7965 | 59.995 | 60.362 | 60.6193 | 60.9101 | 61.3134 | 61.735 | 62.0625 | 62.3902 | 62.8207 | 63.2457 | 63.4231 | 63.8061 | 64.2255 | 64.5115 | 64.8807 | 65.0456 | 65.2342 | Total peak demand (MW)_Total peak demand (MW)
HULL SOUTH | CREYKE BECK | NPgY | NG FES - Steady Progression | Total peak demand (MW) | BSP | 75.5166 | 77.1368 | 76.7076 | 77.6742 | 78.2845 | 78.7811 | 79.3429 | 79.8721 | 80.0824 | 80.5006 | 81.0867 | 81.3326 | 82.2005 | 82.8303 | 83.6807 | 84.6697 | 85.8235 | 87.0348 | 88.5727 | 90.1201 | 91.8645 | 93.8155 | 95.8677 | 97.8711 | 99.8888 | 101.9746 | 103.9806 | 105.6185 | 107.3675 | 109.2774 | 110.9249 | 112.4747 | 113.335 | 114.2924 | Total peak demand (MW)_Total peak demand (MW)
HULL WEST | CREYKE BECK | NPgY | NG FES - Steady Progression | Total peak demand (MW) | BSP | 61.6286 | 61.7746 | 61.4233 | 62.2272 | 62.7431 | 63.1605 | 63.628 | 64.0666 | 64.2318 | 64.5667 | 65.0231 | 65.217 | 65.8873 | 66.371 | 67.0308 | 67.8035 | 68.7067 | 69.6483 | 70.8553 | 72.066 | 73.4279 | 74.9597 | 76.5719 | 78.1409 | 79.7183 | 81.3548 | 82.9282 | 84.1977 | 85.5672 | 87.0626 | 88.3432 | 89.5534 | 90.2104 | 90.9435 | Total peak demand (MW)_Total peak demand (MW)
HUMBERSTON | GRIMSBY WEST | NPgY | NG FES - Steady Progression | Total peak demand (MW) | BSP | 39.0692 | 39.689 | 39.4382 | 39.9832 | 40.3779 | 40.6988 | 41.0432 | 41.3422 | 41.431 | 41.6336 | 41.8556 | 41.9763 | 42.304 | 42.5163 | 42.8466 | 43.234 | 43.691 | 44.1421 | 44.761 | 45.3528 | 46.0177 | 46.7984 | 47.6198 | 48.3918 | 49.1651 | 49.9934 | 50.7875 | 51.3713 | 52.0553 | 52.8012 | 53.4092 | 54.001 | 54.2757 | 54.5876 | Total peak demand (MW)_Total peak demand (MW)
HUNNINGLEY | WEST MELTON SECTION 3 | NPgY | NG FES - Steady Progression | Total peak demand (MW) | BSP | 38.4481 | 40.0399 | 39.8032 | 40.3324 | 40.7081 | 41.0124 | 41.3402 | 41.6256 | 41.7128 | 41.916 | 42.148 | 42.2623 | 42.6014 | 42.8184 | 43.167 | 43.566 | 44.0273 | 44.4799 | 45.0874 | 45.6568 | 46.2949 | 47.0367 | 47.8153 | 48.5471 | 49.2841 | 50.0756 | 50.8392 | 51.4088 | 52.078 | 52.8099 | 53.4175 | 54.0192 | 54.3399 | 54.697 | Total peak demand (MW)_Total peak demand (MW)
HUNSHELF | WEST MELTON SECTION 3 | NPgY | NG FES - Steady Progression | Total peak demand (MW) | BSP | 67.4331 | 67.8624 | 67.4366 | 68.3658 | 69.0215 | 69.5482 | 70.1132 | 70.6061 | 70.7323 | 71.0537 | 71.4105 | 71.562 | 72.0669 | 72.3642 | 72.8383 | 73.3924 | 74.0373 | 74.6436 | 75.5026 | 76.2866 | 77.1629 | 78.2088 | 79.3085 | 80.3204 | 81.3335 | 82.4485 | 83.526 | 84.274 | 85.2171 | 86.2481 | 87.0741 | 87.9224 | 88.3428 | 88.8162 | Total peak demand (MW)_Total peak demand (MW)
IMMINGHAM | GRIMSBY WEST | NPgY | NG FES - Steady Progression | Total peak demand (MW) | BSP | 58.7685 | 61.3465 | 60.9234 | 61.789 | 62.4611 | 62.9972 | 63.5482 | 63.993 | 64.0374 | 64.2612 | 64.4078 | 64.4644 | 64.6373 | 64.6216 | 64.7312 | 64.8577 | 65.001 | 65.0155 | 65.2034 | 65.232 | 65.2559 | 65.406 | 65.5613 | 65.5913 | 65.6143 | 65.7695 | 65.9304 | 65.8103 | 65.9609 | 66.1275 | 66.1533 | 66.3158 | 66.3218 | 66.3376 | Total peak demand (MW)_Total peak demand (MW)
KIRKHAW LANE | FERRYBRIDGE B | NPgY | NG FES - Steady Progression | Total peak demand (MW) | BSP | 63.9971 | 66.662 | 66.2016 | 67.1291 | 67.8466 | 68.42 | 69.0122 | 69.4854 | 69.5409 | 69.7814 | 69.9495 | 70.0192 | 70.2513 | 70.2692 | 70.429 | 70.6104 | 70.8231 | 70.9132 | 71.2048 | 71.3413 | 71.4945 | 71.7937 | 72.1056 | 72.2839 | 72.4571 | 72.768 | 73.0753 | 73.0686 | 73.3387 | 73.6339 | 73.7651 | 74.0168 | 74.0477 | 74.0952 | Total peak demand (MW)_Total peak demand (MW)
KIRKSTALL C 2/5 | KIRKSTALL B | NPgY | NG FES - Steady Progression | Total peak demand (MW) | BSP | 54.4649 | 56.7784 | 56.383 | 57.1811 | 57.8053 | 58.3054 | 58.8204 | 59.2313 | 59.2803 | 59.4926 | 59.6362 | 59.7041 | 59.8966 | 59.9073 | 60.0404 | 60.19 | 60.3648 | 60.431 | 60.6693 | 60.7689 | 60.8801 | 61.1168 | 61.3631 | 61.4923 | 61.6176 | 61.8628 | 62.1059 | 62.0792 | 62.2937 | 62.5284 | 62.6233 | 62.825 | 62.8441 | 62.8761 | Total peak demand (MW)_Total peak demand (MW)
KIRKSTALL C/RING ROAD HORSFORTH | KIRKSTALL B | NPgY | NG FES - Steady Progression | Total peak demand (MW) | BSP | 86.947 | 86.764 | 86.3562 | 87.3396 | 87.8191 | 88.2145 | 88.7196 | 89.2734 | 89.6001 | 90.1402 | 91.0781 | 91.4264 | 92.8406 | 93.9778 | 95.4121 | 97.0779 | 99.015 | 101.1606 | 103.727 | 106.438 | 109.4984 | 112.8029 | 116.28 | 119.7825 | 123.319 | 126.8636 | 130.27 | 133.278 | 136.2558 | 139.5085 | 142.4278 | 145.0742 | 146.668 | 148.4272 | Total peak demand (MW)_Total peak demand (MW)
LEEDS EAST | SKELTON GRANGE | NPgY | NG FES - Steady Progression | Total peak demand (MW) | BSP | 80.6586 | 89.9333 | 89.4649 | 90.4858 | 91.126 | 91.6415 | 92.2226 | 92.7622 | 92.947 | 93.3471 | 93.9113 | 94.1021 | 94.9305 | 95.4851 | 96.2653 | 97.1612 | 98.1968 | 99.2528 | 100.6171 | 101.9446 | 103.4441 | 105.134 | 106.9088 | 108.6163 | 110.3407 | 112.1523 | 113.9038 | 115.2924 | 116.8367 | 118.5252 | 119.9701 | 121.3719 | 122.1823 | 123.0802 | Total peak demand (MW)_Total peak demand (MW)
LEEDS NORTH | SKELTON GRANGE | NPgY | NG FES - Steady Progression | Total peak demand (MW) | BSP | 71.6748 | 74.1466 | 73.7518 | 74.6287 | 75.1464 | 75.5711 | 76.0687 | 76.5561 | 76.7785 | 77.1854 | 77.8017 | 78.0525 | 78.9817 | 79.6899 | 80.6061 | 81.6779 | 82.9344 | 84.2892 | 85.9743 | 87.7177 | 89.6864 | 91.8603 | 94.1492 | 96.414 | 98.694 | 101.0175 | 103.2472 | 105.1255 | 107.0617 | 109.1748 | 111.0207 | 112.7192 | 113.6645 | 114.7175 | Total peak demand (MW)_Total peak demand (MW)
LINDLEY | ELLAND | NPgY | NG FES - Steady Progression | Total peak demand (MW) | BSP | 74.9648 | 79.3879 | 78.9656 | 79.8888 | 80.4411 | 80.8869 | 81.4005 | 81.8894 | 82.0775 | 82.46 | 83.0283 | 83.2183 | 84.0625 | 84.6561 | 85.4463 | 86.3607 | 87.4212 | 88.5279 | 89.9312 | 91.3349 | 92.9193 | 94.6837 | 96.5387 | 98.3489 | 100.1741 | 102.0663 | 103.8925 | 105.3839 | 106.9886 | 108.7423 | 110.2613 | 111.7083 | 112.5476 | 113.478 | Total peak demand (MW)_Total peak demand (MW)
LOW ROAD | SKELTON GRANGE | NPgY | NG FES - Steady Progression | Total peak demand (MW) | BSP | 85.7446 | 94.731 | 94.1299 | 95.3442 | 96.2595 | 96.9904 | 97.752 | 98.3667 | 98.449 | 98.7791 | 99.0483 | 99.14 | 99.5158 | 99.593 | 99.8607 | 100.1579 | 100.4987 | 100.6878 | 101.1392 | 101.3886 | 101.6704 | 102.136 | 102.6204 | 102.9369 | 103.2519 | 103.7433 | 104.2312 | 104.317 | 104.7565 | 105.238 | 105.5099 | 105.936 | 106.0747 | 106.2403 | Total peak demand (MW)_Total peak demand (MW)
MALLARD WAY | WEST MELTON / THORPE MARSH | NPgY | NG FES - Steady Progression | Total peak demand (MW) | BSP | 31.3615 | 97.1642 | 96.9758 | 97.3933 | 97.6737 | 97.8992 | 98.146 | 98.3673 | 98.4357 | 98.5916 | 98.7888 | 98.8676 | 99.156 | 99.3417 | 99.6136 | 99.9274 | 100.2924 | 100.6555 | 101.1407 | 101.6037 | 102.1259 | 102.7272 | 103.3591 | 103.9572 | 104.5596 | 105.202 | 105.822 | 106.2918 | 106.8347 | 107.4277 | 107.923 | 108.4095 | 108.6703 | 108.9616 | Total peak demand (MW)_Total peak demand (MW)
MENSTON | BRADFORD WEST | NPgY | NG FES - Steady Progression | Total peak demand (MW) | BSP | 56.2698 | 56.2991 | 55.9851 | 56.6933 | 57.1253 | 57.4743 | 57.8727 | 58.2535 | 58.4008 | 58.7 | 59.1334 | 59.2917 | 59.9266 | 60.3805 | 60.9937 | 61.7048 | 62.529 | 63.3894 | 64.4783 | 65.5669 | 66.7923 | 68.1584 | 69.5949 | 70.9974 | 72.411 | 73.8754 | 75.2879 | 76.4426 | 77.6831 | 79.0392 | 80.2134 | 81.3306 | 81.9767 | 82.6926 | Total peak demand (MW)_Total peak demand (MW)
MOSS ROAD | GRIMSBY WEST | NPgY | NG FES - Steady Progression | Total peak demand (MW) | BSP | 34.7813 | 34.9939 | 34.7784 | 35.2583 | 35.5973 | 35.8734 | 36.1725 | 36.4383 | 36.5264 | 36.7175 | 36.9412 | 37.06 | 37.3881 | 37.6137 | 37.9428 | 38.3287 | 38.7829 | 39.2425 | 39.8553 | 40.4538 | 41.1265 | 41.9031 | 42.7204 | 43.4997 | 44.2816 | 45.1073 | 45.8992 | 46.5051 | 47.1886 | 47.9344 | 48.5545 | 49.1483 | 49.4396 | 49.7682 | Total peak demand (MW)_Total peak demand (MW)
OSGODBY 1/2 | DRAX | NPgY | NG FES - Steady Progression | Total peak demand (MW) | BSP | 1.1692 | 1.1874 | 1.1783 | 1.1965 | 1.2117 | 1.2238 | 1.2361 | 1.2455 | 1.2461 | 1.2504 | 1.2518 | 1.2532 | 1.2547 | 1.2525 | 1.2532 | 1.2539 | 1.2548 | 1.2526 | 1.2541 | 1.2518 | 1.2492 | 1.2495 | 1.2497 | 1.2469 | 1.2439 | 1.2439 | 1.244 | 1.2379 | 1.2379 | 1.2379 | 1.2349 | 1.2349 | 1.2318 | 1.2287 | Total peak demand (MW)_Total peak demand (MW)
OSGODBY 3/4 | DRAX | NPgY | NG FES - Steady Progression | Total peak demand (MW) | BSP | 53.8099 | 54.312 | 54.0237 | 54.7054 | 55.0969 | 55.4098 | 55.7711 | 56.1426 | 56.2769 | 56.5646 | 56.9973 | 57.1274 | 57.71 | 58.1328 | 58.6898 | 59.3431 | 60.0915 | 60.8642 | 61.8349 | 62.795 | 63.8656 | 65.0523 | 66.3006 | 67.5237 | 68.7554 | 70.0344 | 71.2758 | 72.2934 | 73.4 | 74.6133 | 75.6691 | 76.6981 | 77.3373 | 78.0397 | Total peak demand (MW)_Total peak demand (MW)
RODLEY | SKELTON GRANGE | NPgY | NG FES - Steady Progression | Total peak demand (MW) | BSP | 73.3038 | 75.6438 | 75.2395 | 76.1384 | 76.6722 | 77.1054 | 77.608 | 78.0899 | 78.2925 | 78.6855 | 79.2766 | 79.4924 | 80.3826 | 81.0272 | 81.8895 | 82.8842 | 84.0388 | 85.2608 | 86.7897 | 88.3361 | 90.0831 | 92.0171 | 94.0502 | 96.0464 | 98.061 | 100.1334 | 102.1299 | 103.7897 | 105.5393 | 107.4509 | 109.1194 | 110.6862 | 111.5961 | 112.6042 | Total peak demand (MW)_Total peak demand (MW)
SAINT ANDREWS ROAD 132/33KV | SKELTON GRANGE | NPgY | NG FES - Steady Progression | Total peak demand (MW) | BSP | 66.3715 | 70.5764 | 70.1352 | 71.033 | 71.6705 | 72.179 | 72.7205 | 73.1723 | 73.2516 | 73.5152 | 73.7905 | 73.8635 | 74.2579 | 74.4124 | 74.7275 | 75.0769 | 75.473 | 75.782 | 76.2942 | 76.674 | 77.104 | 77.6679 | 78.2559 | 78.7343 | 79.2182 | 79.8222 | 80.418 | 80.7207 | 81.2608 | 81.8532 | 82.2869 | 82.8113 | 83.0824 | 83.3859 | Total peak demand (MW)_Total peak demand (MW)
SALTEND 132/33KV | SALTEND NORTH | NPgY | NG FES - Steady Progression | Total peak demand (MW) | BSP | 4.3498 | 4.4616 | 4.4056 | 4.5176 | 4.6112 | 4.6863 | 4.7619 | 4.82 | 4.8242 | 4.851 | 4.8599 | 4.8687 | 4.8788 | 4.8658 | 4.8704 | 4.8754 | 4.8817 | 4.869 | 4.8791 | 4.8665 | 4.8517 | 4.8548 | 4.8577 | 4.8419 | 4.8249 | 4.8263 | 4.8284 | 4.7921 | 4.7932 | 4.7945 | 4.7769 | 4.7778 | 4.7595 | 4.7412 | Total peak demand (MW)_Total peak demand (MW)
SANTON | KEADBY | NPgY | NG FES - Steady Progression | Total peak demand (MW) | BSP | 59.6859 | 61.8052 | 61.4175 | 62.2356 | 62.8037 | 63.2539 | 63.7333 | 64.1505 | 64.2181 | 64.4586 | 64.7144 | 64.7689 | 65.0929 | 65.2204 | 65.4676 | 65.7531 | 66.0729 | 66.3066 | 66.7119 | 66.9969 | 67.3092 | 67.7324 | 68.1751 | 68.5257 | 68.8759 | 69.3333 | 69.7902 | 69.995 | 70.4191 | 70.8865 | 71.2187 | 71.6515 | 71.8887 | 72.1524 | Total peak demand (MW)_Total peak demand (MW)
SCUNTHORPE NORTH | KEADBY | NPgY | NG FES - Steady Progression | Total peak demand (MW) | BSP | 120.2099 | 124.1678 | 123.2665 | 125.0842 | 126.5586 | 127.7413 | 128.945 | 129.8856 | 129.9762 | 130.4395 | 130.6729 | 130.8265 | 131.1224 | 131.0287 | 131.2236 | 131.4414 | 131.6984 | 131.6768 | 132.0357 | 132.0508 | 132.0589 | 132.356 | 132.6622 | 132.6844 | 132.6912 | 132.9853 | 133.2824 | 132.9596 | 133.2174 | 133.4996 | 133.4695 | 133.7135 | 133.5931 | 133.4877 | Total peak demand (MW)_Total peak demand (MW)
SCUNTHORPE SOUTH | KEADBY | NPgY | NG FES - Steady Progression | Total peak demand (MW) | BSP | 20.4905 | 21.0569 | 20.9433 | 21.2137 | 21.3894 | 21.5368 | 21.7053 | 21.8697 | 21.9542 | 22.0974 | 22.2945 | 22.4114 | 22.7097 | 22.9605 | 23.2823 | 23.6664 | 24.1234 | 24.6267 | 25.251 | 25.9136 | 26.659 | 27.4853 | 28.357 | 29.2255 | 30.096 | 30.9743 | 31.8111 | 32.5224 | 33.2368 | 34.0152 | 34.6921 | 35.2953 | 35.5978 | 35.9386 | Total peak demand (MW)_Total peak demand (MW)
SILSDEN | BRADFORD WEST | NPgY | NG FES - Steady Progression | Total peak demand (MW) | BSP | 78.0644 | 79.7595 | 79.3792 | 80.3042 | 80.7921 | 81.1957 | 81.693 | 82.2253 | 82.5242 | 83.0269 | 83.8447 | 84.1849 | 85.4026 | 86.4009 | 87.6354 | 89.0891 | 90.7906 | 92.6719 | 94.9461 | 97.3597 | 100.0758 | 103.0293 | 106.1413 | 109.2721 | 112.4219 | 115.5835 | 118.6155 | 121.2647 | 123.8991 | 126.7752 | 129.3326 | 131.6459 | 132.977 | 134.454 | Total peak demand (MW)_Total peak demand (MW)
SOWERBY BRIDGE 132/33KV | ELLAND | NPgY | NG FES - Steady Progression | Total peak demand (MW) | BSP | 71.9966 | 73.0004 | 72.6145 | 73.468 | 73.9366 | 74.3145 | 74.7662 | 75.2203 | 75.4168 | 75.7913 | 76.3943 | 76.5806 | 77.4738 | 78.1326 | 78.9574 | 79.9214 | 81.0429 | 82.241 | 83.731 | 85.2613 | 86.9882 | 88.8866 | 90.885 | 92.8627 | 94.8543 | 96.8922 | 98.8568 | 100.5093 | 102.2326 | 104.1154 | 105.7666 | 107.3141 | 108.2228 | 109.23 | Total peak demand (MW)_Total peak demand (MW)
STAYGATE | SKELTON GRANGE | NPgY | NG FES - Steady Progression | Total peak demand (MW) | BSP | 84.899 | 87.6289 | 87.0854 | 88.2355 | 89.0462 | 89.704 | 90.4155 | 91.0316 | 91.2053 | 91.6257 | 92.1057 | 92.3216 | 93.0248 | 93.4513 | 94.1298 | 94.9088 | 95.8129 | 96.6838 | 97.8827 | 98.9911 | 100.2375 | 101.7028 | 103.2409 | 104.67 | 106.108 | 107.6702 | 109.1785 | 110.2678 | 111.5883 | 113.0319 | 114.2122 | 115.398 | 116.0103 | 116.6958 | Total peak demand (MW)_Total peak demand (MW)
THORNHILL 132KV | ELLAND | NPgY | NG FES - Steady Progression | Total peak demand (MW) | BSP | 99.9458 | 100.9753 | 100.3934 | 101.6772 | 102.4998 | 103.1679 | 103.9187 | 104.6134 | 104.8703 | 105.4032 | 106.13 | 106.4247 | 107.4994 | 108.2538 | 109.3006 | 110.5136 | 111.9237 | 113.3816 | 115.2528 | 117.1075 | 119.196 | 121.5465 | 124.0177 | 126.4128 | 128.825 | 131.3393 | 133.7615 | 135.7052 | 137.8239 | 140.139 | 142.1232 | 144.0163 | 145.0722 | 146.2463 | Total peak demand (MW)_Total peak demand (MW)
WAKEFIELD MONCKTON ROAD | WEST MELTON SECTION 3 | NPgY | NG FES - Steady Progression | Total peak demand (MW) | BSP | 51.3893 | 52.4042 | 52.0914 | 52.7802 | 53.2512 | 53.6313 | 54.0456 | 54.4124 | 54.5247 | 54.7847 | 55.1023 | 55.2367 | 55.7014 | 55.9975 | 56.4476 | 56.9637 | 57.5614 | 58.151 | 58.9404 | 59.6854 | 60.5239 | 61.4929 | 62.5101 | 63.4692 | 64.4358 | 65.471 | 66.4709 | 67.2227 | 68.1005 | 69.0602 | 69.8601 | 70.6514 | 71.08 | 71.5575 | Total peak demand (MW)_Total peak demand (MW)
WAKEFIELD NORTH | SKELTON GRANGE | NPgY | NG FES - Steady Progression | Total peak demand (MW) | BSP | 74.9134 | 78.1939 | 77.7639 | 78.7221 | 79.3328 | 79.8237 | 80.3731 | 80.8753 | 81.0486 | 81.4262 | 81.9457 | 82.1309 | 82.9013 | 83.4131 | 84.1572 | 85.005 | 85.9804 | 86.9703 | 88.2463 | 89.4789 | 90.8689 | 92.4363 | 94.0811 | 95.6607 | 97.2576 | 98.9391 | 100.5663 | 101.8547 | 103.2931 | 104.8665 | 106.2157 | 107.5296 | 108.3004 | 109.152 | Total peak demand (MW)_Total peak demand (MW)
WEST MELTON | WEST MELTON SECTION 3 | NPgY | NG FES - Steady Progression | Total peak demand (MW) | BSP | 118.56 | 119.3082 | 118.6821 | 120.1469 | 121.014 | 121.7108 | 122.5162 | 123.294 | 123.6208 | 124.2647 | 125.2336 | 125.5778 | 127.0089 | 128.0507 | 129.4483 | 131.0617 | 132.9246 | 134.889 | 137.3366 | 139.8035 | 142.5788 | 145.645 | 148.8684 | 152.0386 | 155.2368 | 158.5294 | 161.7076 | 164.3555 | 167.1543 | 170.2147 | 172.8945 | 175.4299 | 176.941 | 178.6094 | Total peak demand (MW)_Total peak demand (MW)
WHINMOOR | FERRYBRIDGE B | NPgY | NG FES - Steady Progression | Total peak demand (MW) | BSP | 69.1825 | 80.4437 | 80.0838 | 80.9145 | 81.3805 | 81.7616 | 82.2162 | 82.6761 | 82.8973 | 83.299 | 83.9361 | 84.1773 | 85.1259 | 85.8524 | 86.8062 | 87.911 | 89.193 | 90.5782 | 92.273 | 94.0196 | 95.9891 | 98.1445 | 100.4113 | 102.6643 | 104.9386 | 107.2494 | 109.4733 | 111.3767 | 113.3246 | 115.4533 | 117.3362 | 119.0768 | 120.1087 | 121.2489 | Total peak demand (MW)_Total peak demand (MW)
WOLD NEWTON | KEADBY | NPgY | NG FES - Steady Progression | Total peak demand (MW) | BSP | 52.0294 | 52.518 | 52.2095 | 52.9066 | 53.3619 | 53.7202 | 54.1104 | 54.4683 | 54.5563 | 54.7822 | 55.0712 | 55.1509 | 55.5515 | 55.7884 | 56.1244 | 56.5225 | 56.9865 | 57.4262 | 58.0459 | 58.619 | 59.263 | 60.0217 | 60.8202 | 61.5609 | 62.3025 | 63.1147 | 63.9025 | 64.4589 | 65.1532 | 65.9121 | 66.5256 | 67.1583 | 67.4888 | 67.8603 | Total peak demand (MW)_Total peak demand (MW)
YARBOROUGH ROAD 132/33KV | GRIMSBY WEST | NPgY | NG FES - Steady Progression | Total peak demand (MW) | BSP | 58.904 | 61.1006 | 60.7695 | 61.5108 | 61.9628 | 62.331 | 62.7538 | 63.1622 | 63.3296 | 63.6541 | 64.1252 | 64.3136 | 65.0081 | 65.5239 | 66.2028 | 66.9993 | 67.9304 | 68.9171 | 70.1613 | 71.4291 | 72.8565 | 74.4451 | 76.1175 | 77.7605 | 79.413 | 81.1119 | 82.745 | 84.0937 | 85.5159 | 87.0691 | 88.4144 | 89.6722 | 90.3714 | 91.1499 | Total peak demand (MW)_Total peak demand (MW)

## SP_Gross peak demand with CF
Bulk Supply Point Name | Grid Supply Point Connected to | Licence area | Scenario name | Output parameter_Unit | Substation Type in Forecasting Model | 2017 | 2018 | 2019 | 2020 | 2021 | 2022 | 2023 | 2024 | 2025 | 2026 | 2027 | 2028 | 2029 | 2030 | 2031 | 2032 | 2033 | 2034 | 2035 | 2036 | 2037 | 2038 | 2039 | 2040 | 2041 | 2042 | 2043 | 2044 | 2045 | 2046 | 2047 | 2048 | 2049 | 2050 | Output parameter_Output
ANNFIELD | STELLA SOUTH | NPgN | NG FES - Steady Progression | Total peak demand with CF (MW) | BSP | 62.5745 | 65.9293 | 65.4096 | 66.2695 | 66.7575 | 67.1639 | 67.5752 | 68.0482 | 68.2618 | 68.1416 | 68.3653 | 68.4738 | 68.7828 | 69.0374 | 69.3522 | 69.8431 | 70.4976 | 70.7806 | 71.4371 | 71.8924 | 72.3157 | 72.8101 | 73.3553 | 73.8351 | 74.3173 | 74.853 | 75.3362 | 75.4406 | 75.9403 | 76.3217 | 76.4522 | 76.68 | 76.913 | 77.3013 | Total peak demand with CF (MW)_Total peak demand with CF (MW)
BARRACK ROAD | STELLA NORTH | NPgN | NG FES - Steady Progression | Total peak demand with CF (MW) | BSP | 76.8198 | 78.8355 | 78.2148 | 79.3495 | 80.1923 | 80.8709 | 81.5506 | 82.1337 | 82.2268 | 82.317 | 82.4664 | 82.5375 | 82.665 | 82.6323 | 82.7216 | 82.8829 | 83.1097 | 83.0448 | 83.2712 | 83.2775 | 83.2868 | 83.4611 | 83.6433 | 83.6653 | 83.6887 | 83.8701 | 84.0407 | 83.8005 | 83.998 | 84.1519 | 84.0694 | 84.1576 | 84.1297 | 84.0871 | Total peak demand with CF (MW)_Total peak demand with CF (MW)
BLUCHER | STELLA NORTH | NPgN | NG FES - Steady Progression | Total peak demand with CF (MW) | BSP | 55.3365 | 54.4961 | 54.0189 | 54.7464 | 55.1046 | 55.4056 | 55.7059 | 56.1071 | 56.3208 | 56.1368 | 56.3539 | 56.4521 | 56.748 | 57.0168 | 57.3059 | 57.7862 | 58.4328 | 58.7099 | 59.3598 | 59.8054 | 60.2277 | 60.6974 | 61.2119 | 61.6782 | 62.1477 | 62.6526 | 63.1138 | 63.2448 | 63.7577 | 64.1798 | 64.3699 | 64.6319 | 64.9457 | 65.3127 | Total peak demand with CF (MW)_Total peak demand with CF (MW)
BOWESFIELD | NORTON | NPgN | NG FES - Steady Progression | Total peak demand with CF (MW) | BSP | 87.8931 | 87.3983 | 86.6669 | 87.8521 | 88.4934 | 89.0271 | 89.5779 | 90.2272 | 90.5343 | 90.3249 | 90.64 | 90.7703 | 91.2007 | 91.5522 | 91.9644 | 92.6315 | 93.5447 | 93.9146 | 94.8328 | 95.4548 | 96.0357 | 96.711 | 97.4522 | 98.1064 | 98.7647 | 99.4932 | 100.1546 | 100.292 | 101.0086 | 101.5771 | 101.7866 | 102.1239 | 102.4979 | 103.0061 | Total peak demand with CF (MW)_Total peak demand with CF (MW)
CHIRTON GRANGE | TYNEMOUTH | NPgN | NG FES - Steady Progression | Total peak demand with CF (MW) | BSP | 55.2082 | 54.4628 | 53.9864 | 54.7211 | 55.0994 | 55.4172 | 55.7361 | 56.1428 | 56.3505 | 56.1853 | 56.3925 | 56.4924 | 56.7827 | 57.0446 | 57.3047 | 57.7494 | 58.3548 | 58.6041 | 59.2122 | 59.6423 | 60.042 | 60.4924 | 60.9949 | 61.4488 | 61.9008 | 62.3862 | 62.8183 | 62.9081 | 63.3566 | 63.6793 | 63.7677 | 63.9316 | 64.1199 | 64.4566 | Total peak demand with CF (MW)_Total peak demand with CF (MW)
COALBURNS | STELLA SOUTH | NPgN | NG FES - Steady Progression | Total peak demand with CF (MW) | BSP | 63.2563 | 63.066 | 62.5656 | 63.463 | 64.0385 | 64.5077 | 64.9944 | 65.4706 | 65.6254 | 65.5806 | 65.7253 | 65.7701 | 65.9924 | 66.1033 | 66.307 | 66.6204 | 67.0688 | 67.1939 | 67.6489 | 67.9061 | 68.128 | 68.4467 | 68.7995 | 69.0652 | 69.3324 | 69.6842 | 70.0041 | 69.9617 | 70.3115 | 70.5931 | 70.6426 | 70.805 | 70.9345 | 71.1355 | Total peak demand with CF (MW)_Total peak demand with CF (MW)
DARLINGTON CENTRAL | NORTON | NPgN | NG FES - Steady Progression | Total peak demand with CF (MW) | BSP | 42.2586 | 50.7837 | 50.4416 | 51.0529 | 51.4791 | 51.8238 | 52.1712 | 52.4886 | 52.5622 | 52.58 | 52.6868 | 52.734 | 52.8359 | 52.8591 | 52.9456 | 53.0894 | 53.2875 | 53.3003 | 53.4973 | 53.5639 | 53.6298 | 53.7768 | 53.9319 | 54.01 | 54.0913 | 54.2499 | 54.4007 | 54.3241 | 54.5017 | 54.6533 | 54.6667 | 54.7666 | 54.8264 | 54.8689 | Total peak demand with CF (MW)_Total peak demand with CF (MW)
DARLINGTON NORTH | NORTON | NPgN | NG FES - Steady Progression | Total peak demand with CF (MW) | BSP | 64.9179 | 67.5158 | 66.9895 | 67.9294 | 68.5867 | 69.1184 | 69.6499 | 70.1365 | 70.244 | 70.2607 | 70.4029 | 70.4641 | 70.6116 | 70.6421 | 70.7878 | 71.024 | 71.3418 | 71.3782 | 71.6976 | 71.8104 | 71.9239 | 72.1626 | 72.4141 | 72.545 | 72.6826 | 72.9407 | 73.1872 | 73.0866 | 73.3788 | 73.6412 | 73.6943 | 73.8805 | 74.006 | 74.1005 | Total peak demand with CF (MW)_Total peak demand with CF (MW)
DUNSTON | STELLA NORTH | NPgN | NG FES - Steady Progression | Total peak demand with CF (MW) | BSP | 102.6248 | 102.5998 | 101.7404 | 103.1635 | 104.0154 | 104.7205 | 105.4314 | 106.2125 | 106.5393 | 106.4293 | 106.8348 | 107.0545 | 107.5333 | 107.8972 | 108.3315 | 109.0289 | 109.9588 | 110.3163 | 111.2535 | 111.8658 | 112.4405 | 113.1493 | 113.9255 | 114.5728 | 115.218 | 115.9704 | 116.6495 | 116.714 | 117.4094 | 117.9121 | 118.0169 | 118.2944 | 118.5483 | 119.0163 | Total peak demand with CF (MW)_Total peak demand with CF (MW)
FLATWORTH | TYNEMOUTH | NPgN | NG FES - Steady Progression | Total peak demand with CF (MW) | BSP | 36.8142 | 38.2343 | 37.9269 | 38.4438 | 38.77 | 39.0382 | 39.3063 | 39.5839 | 39.6796 | 39.643 | 39.7474 | 39.7984 | 39.9338 | 40.0231 | 40.1497 | 40.3576 | 40.6383 | 40.7285 | 41.0112 | 41.1798 | 41.3369 | 41.5484 | 41.7805 | 41.9587 | 42.1366 | 42.3609 | 42.5623 | 42.5492 | 42.7606 | 42.9192 | 42.9424 | 43.0311 | 43.1022 | 43.2273 | Total peak demand with CF (MW)_Total peak demand with CF (MW)
GOSFORTH | TYNEMOUTH | NPgN | NG FES - Steady Progression | Total peak demand with CF (MW) | BSP | 76.0393 | 75.6686 | 75.0362 | 76.1016 | 76.7633 | 77.3078 | 77.8528 | 78.4257 | 78.6316 | 78.5388 | 78.7498 | 78.8558 | 79.1495 | 79.3566 | 79.6443 | 80.1118 | 80.7355 | 80.9556 | 81.5832 | 81.9709 | 82.3305 | 82.7969 | 83.3142 | 83.7259 | 84.1385 | 84.6421 | 85.0953 | 85.1017 | 85.5745 | 85.9334 | 86.0081 | 86.2152 | 86.3913 | 86.7047 | Total peak demand with CF (MW)_Total peak demand with CF (MW)
HARROGATE 132/33KV | KNARESBOROUGH | NPgN | NG FES - Steady Progression | Total peak demand with CF (MW) | BSP | 57.0032 | 58.3813 | 57.9184 | 58.7345 | 59.2669 | 59.702 | 60.1396 | 60.574 | 60.7131 | 60.681 | 60.8242 | 60.9011 | 61.1065 | 61.2309 | 61.4123 | 61.7105 | 62.1133 | 62.2323 | 62.6387 | 62.8781 | 63.0891 | 63.3873 | 63.7253 | 63.9793 | 64.2307 | 64.5577 | 64.8476 | 64.7995 | 65.0865 | 65.28 | 65.2654 | 65.3563 | 65.3986 | 65.581 | Total peak demand with CF (MW)_Total peak demand with CF (MW)
HUSTHWAITE | KNARESBOROUGH | NPgN | NG FES - Steady Progression | Total peak demand with CF (MW) | BSP | 23.9414 | 24.9507 | 24.763 | 25.0882 | 25.2671 | 25.4146 | 25.5771 | 25.756 | 25.8434 | 25.8121 | 25.922 | 25.9604 | 26.086 | 26.1724 | 26.2787 | 26.4391 | 26.6726 | 26.7596 | 26.9958 | 27.1537 | 27.2994 | 27.4738 | 27.66 | 27.8248 | 27.9905 | 28.1758 | 28.3463 | 28.3762 | 28.5642 | 28.7128 | 28.7621 | 28.8472 | 28.9423 | 29.0593 | Total peak demand with CF (MW)_Total peak demand with CF (MW)
LEEMING BAR_SKEEBY | NORTON | NPgN | NG FES - Steady Progression | Total peak demand with CF (MW) | BSP | 76.4128 | 75.5465 | 74.9312 | 75.9049 | 76.3066 | 76.6485 | 77.0497 | 77.6109 | 77.9986 | 77.774 | 78.2613 | 78.4385 | 78.9942 | 79.4583 | 79.9208 | 80.6303 | 81.6603 | 82.1161 | 83.1593 | 83.9253 | 84.6394 | 85.4023 | 86.2157 | 87.0079 | 87.8034 | 88.6107 | 89.3544 | 89.6308 | 90.4589 | 91.1195 | 91.4196 | 91.7999 | 92.3064 | 92.8832 | Total peak demand with CF (MW)_Total peak demand with CF (MW)
LINTON | BLYTH 132kV | NPgN | NG FES - Steady Progression | Total peak demand with CF (MW) | BSP | 49.467 | 50.9783 | 50.6664 | 51.3705 | 51.7726 | 52.1069 | 52.5272 | 52.9273 | 53.1345 | 53.1324 | 53.362 | 53.414 | 53.7409 | 53.963 | 54.3301 | 54.7827 | 55.4221 | 55.7596 | 56.3958 | 56.9044 | 57.3564 | 57.862 | 58.4203 | 58.9582 | 59.5051 | 60.0704 | 60.5793 | 60.7726 | 61.2616 | 61.6206 | 61.756 | 61.9681 | 62.1766 | 62.6533 | Total peak demand with CF (MW)_Total peak demand with CF (MW)
MALTON GRID | OSBALDWICK | NPgN | NG FES - Steady Progression | Total peak demand with CF (MW) | BSP | 75.7362 | 78.4798 | 77.8855 | 78.9419 | 79.5586 | 80.0697 | 80.6105 | 81.1918 | 81.4492 | 81.3516 | 81.6263 | 81.7393 | 82.1209 | 82.4065 | 82.8047 | 83.3846 | 84.1729 | 84.5235 | 85.3178 | 85.8788 | 86.3952 | 87.0046 | 87.6746 | 88.2702 | 88.8718 | 89.5385 | 90.1422 | 90.2874 | 90.9032 | 91.3745 | 91.5392 | 91.8256 | 92.1057 | 92.6091 | Total peak demand with CF (MW)_Total peak demand with CF (MW)
MELROSEGATE | OSBALDWICK | NPgN | NG FES - Steady Progression | Total peak demand with CF (MW) | BSP | 126.444 | 132.2929 | 131.2542 | 133.0217 | 134.088 | 134.9666 | 135.8519 | 136.805 | 137.177 | 136.9952 | 137.3827 | 137.574 | 138.1098 | 138.5128 | 139.039 | 139.8841 | 141.0125 | 141.4428 | 142.5758 | 143.3146 | 143.9998 | 144.8517 | 145.7986 | 146.587 | 147.3781 | 148.3049 | 149.1386 | 149.2188 | 150.0782 | 150.72 | 150.8755 | 151.2435 | 151.5761 | 152.1965 | Total peak demand with CF (MW)_Total peak demand with CF (MW)
NORTH TEES | NORTON | NPgN | NG FES - Steady Progression | Total peak demand with CF (MW) | BSP | 146.1754 | 150.2619 | 149.092 | 151.2711 | 152.9203 | 154.2508 | 155.5843 | 156.7177 | 156.9048 | 157.1626 | 157.4701 | 157.6554 | 157.9493 | 157.9043 | 158.1421 | 158.5059 | 158.9851 | 158.9271 | 159.4262 | 159.4735 | 159.506 | 159.853 | 160.2159 | 160.2668 | 160.3173 | 160.6801 | 161.0304 | 160.5968 | 160.9914 | 161.3251 | 161.2216 | 161.4519 | 161.4429 | 161.4151 | Total peak demand with CF (MW)_Total peak demand with CF (MW)
POTTER HOUSE | SPENNYMOOR | NPgN | NG FES - Steady Progression | Total peak demand with CF (MW) | BSP | 78.4436 | 80.1836 | 79.5431 | 80.6591 | 81.3727 | 81.9595 | 82.5487 | 83.1512 | 83.3627 | 83.3125 | 83.5545 | 83.6808 | 83.993 | 84.2056 | 84.5275 | 85.019 | 85.6666 | 85.9134 | 86.5637 | 86.9784 | 87.3641 | 87.8667 | 88.4178 | 88.8587 | 89.3011 | 89.8406 | 90.3262 | 90.3483 | 90.8365 | 91.1964 | 91.2671 | 91.4811 | 91.6464 | 91.9935 | Total peak demand with CF (MW)_Total peak demand with CF (MW)
RAVENSWORTH | STELLA SOUTH | NPgN | NG FES - Steady Progression | Total peak demand with CF (MW) | BSP | 54.0074 | 56.9502 | 56.518 | 57.3204 | 57.9146 | 58.3954 | 58.8769 | 59.2938 | 59.3674 | 59.4228 | 59.5131 | 59.5624 | 59.6709 | 59.6749 | 59.7807 | 59.9462 | 60.1645 | 60.1753 | 60.396 | 60.4647 | 60.5254 | 60.6968 | 60.8834 | 60.9607 | 61.0377 | 61.2181 | 61.3805 | 61.2433 | 61.4062 | 61.5234 | 61.4711 | 61.5383 | 61.5187 | 61.5579 | Total peak demand with CF (MW)_Total peak demand with CF (MW)
SCARBOROUGH GRID | OSBALDWICK | NPgN | NG FES - Steady Progression | Total peak demand with CF (MW) | BSP | 81.3231 | 84.4086 | 83.7524 | 84.9 | 85.5932 | 86.1672 | 86.7534 | 87.3816 | 87.6414 | 87.5445 | 87.8206 | 87.9629 | 88.3506 | 88.6545 | 89.0402 | 89.6315 | 90.4191 | 90.7552 | 91.5441 | 92.1042 | 92.6167 | 93.2329 | 93.9232 | 94.5231 | 95.1232 | 95.7975 | 96.3951 | 96.4886 | 97.0618 | 97.447 | 97.5085 | 97.7071 | 97.8668 | 98.3504 | Total peak demand with CF (MW)_Total peak demand with CF (MW)
SEAL SANDS | SALTHOLME | NPgN | NG FES - Steady Progression | Total peak demand with CF (MW) | BSP | 35.5586 | 36.4727 | 36.1966 | 36.7484 | 37.2085 | 37.5767 | 37.9457 | 38.2241 | 38.2292 | 38.3311 | 38.3416 | 38.3523 | 38.3646 | 38.2785 | 38.2849 | 38.2918 | 38.3005 | 38.2164 | 38.2302 | 38.146 | 38.0582 | 38.0613 | 38.0641 | 37.9748 | 37.8836 | 37.8843 | 37.8859 | 37.7016 | 37.7018 | 37.7016 | 37.609 | 37.6088 | 37.5159 | 37.4242 | Total peak demand with CF (MW)_Total peak demand with CF (MW)
SPADEADAM 33KV | SPADEADAM | NPgN | NG FES - Steady Progression | Total peak demand with CF (MW) | BSP | 1.2185 | 1.1973 | 1.1932 | 1.2102 | 1.2187 | 1.2259 | 1.2392 | 1.2496 | 1.2567 | 1.2598 | 1.2686 | 1.2673 | 1.2784 | 1.2833 | 1.2953 | 1.3063 | 1.3255 | 1.3364 | 1.356 | 1.3726 | 1.3872 | 1.4031 | 1.4193 | 1.4363 | 1.4538 | 1.4707 | 1.4864 | 1.4946 | 1.511 | 1.525 | 1.5323 | 1.541 | 1.5512 | 1.5658 | Total peak demand with CF (MW)_Total peak demand with CF (MW)
SPENNYMOOR 132/66KV | SPENNYMOOR | NPgN | NG FES - Steady Progression | Total peak demand with CF (MW) | BSP | 100.3869 | 99.7295 | 98.8995 | 100.2776 | 101.0649 | 101.7185 | 102.3865 | 103.1504 | 103.5075 | 103.3826 | 103.8361 | 104.0514 | 104.5774 | 104.9735 | 105.4637 | 106.2054 | 107.2169 | 107.6351 | 108.6553 | 109.3448 | 109.9851 | 110.7465 | 111.5634 | 112.2758 | 112.9901 | 113.7963 | 114.5333 | 114.6733 | 115.4551 | 116.0618 | 116.2696 | 116.6365 | 117.0206 | 117.555 | Total peak demand with CF (MW)_Total peak demand with CF (MW)
TORONTO | SPENNYMOOR | NPgN | NG FES - Steady Progression | Total peak demand with CF (MW) | BSP | 56.9262 | 56.5373 | 56.0628 | 56.838 | 57.2963 | 57.6694 | 58.0539 | 58.4677 | 58.6333 | 58.5835 | 58.8335 | 58.9338 | 59.1603 | 59.2879 | 59.44 | 59.7064 | 60.1004 | 60.1741 | 60.5691 | 60.7653 | 60.9548 | 61.229 | 61.511 | 61.7184 | 61.9294 | 62.2178 | 62.4958 | 62.465 | 62.8172 | 63.1231 | 63.2173 | 63.4056 | 63.6088 | 63.7119 | Total peak demand with CF (MW)_Total peak demand with CF (MW)
WORMALD GREEN 132/33KV | KNARESBOROUGH | NPgN | NG FES - Steady Progression | Total peak demand with CF (MW) | BSP | 50.8542 | 53.5106 | 53.1047 | 53.8305 | 54.3188 | 54.7133 | 55.1214 | 55.4984 | 55.5945 | 55.5835 | 55.6891 | 55.7127 | 55.8396 | 55.8683 | 55.9694 | 56.1421 | 56.4063 | 56.4393 | 56.7178 | 56.8398 | 56.9589 | 57.173 | 57.3951 | 57.5303 | 57.6664 | 57.8842 | 58.086 | 58.0085 | 58.2428 | 58.4389 | 58.4595 | 58.5776 | 58.6572 | 58.7407 | Total peak demand with CF (MW)_Total peak demand with CF (MW)
ATTERCLIFFE | WEST MELTON / THORPE MARSH | NPgY | NG FES - Steady Progression | Total peak demand with CF (MW) | BSP | 44.7791 | 45.9156 | 45.5546 | 46.2079 | 46.6695 | 47.0452 | 47.4235 | 47.77 | 47.8599 | 47.9002 | 48.0362 | 48.1136 | 48.2493 | 48.3025 | 48.4266 | 48.6131 | 48.8533 | 48.8941 | 49.1237 | 49.2117 | 49.2874 | 49.44 | 49.5974 | 49.6663 | 49.7315 | 49.8735 | 50.004 | 49.8926 | 50.0535 | 50.218 | 50.237 | 50.3486 | 50.4153 | 50.4721 | Total peak demand with CF (MW)_Total peak demand with CF (MW)
BARUGH 132/66KV | WEST MELTON SECTION 3 | NPgY | NG FES - Steady Progression | Total peak demand with CF (MW) | BSP | 68.1026 | 70.3883 | 69.8432 | 70.8206 | 71.4191 | 71.9235 | 72.4364 | 73.0035 | 73.2796 | 73.2805 | 73.6443 | 73.894 | 74.3345 | 74.7145 | 75.1749 | 75.8231 | 76.6184 | 77.0094 | 77.7587 | 78.2764 | 78.7095 | 79.1817 | 79.6783 | 80.0598 | 80.4051 | 80.7898 | 81.1097 | 81.0208 | 81.3735 | 81.7578 | 81.8766 | 82.1124 | 82.3319 | 82.7299 | Total peak demand with CF (MW)_Total peak demand with CF (MW)
BEESTON ROYDS 132/33KV | KIRKSTALL B | NPgY | NG FES - Steady Progression | Total peak demand with CF (MW) | BSP | 106.5797 | 108.0962 | 107.2509 | 108.8349 | 109.9654 | 110.895 | 111.833 | 112.7 | 112.9472 | 113.0659 | 113.3916 | 113.6143 | 114.0123 | 114.2403 | 114.6772 | 115.2811 | 116.0179 | 116.2807 | 116.9774 | 117.3484 | 117.6504 | 118.1048 | 118.5765 | 118.82 | 119.0322 | 119.395 | 119.6952 | 119.3916 | 119.716 | 120.0714 | 120.0717 | 120.2946 | 120.3832 | 120.6512 | Total peak demand with CF (MW)_Total peak demand with CF (MW)
BEVERLEY 132/33KV | CREYKE BECK | NPgY | NG FES - Steady Progression | Total peak demand with CF (MW) | BSP | 84.0956 | 86.867 | 86.1835 | 87.3836 | 88.0486 | 88.6227 | 89.2083 | 89.9348 | 90.3326 | 90.2195 | 90.6519 | 90.9535 | 91.558 | 92.1668 | 92.8077 | 93.7482 | 94.9015 | 95.4788 | 96.522 | 97.3058 | 97.9166 | 98.5248 | 99.2043 | 99.7675 | 100.2686 | 100.7704 | 101.1574 | 101.0153 | 101.4397 | 101.929 | 102.0574 | 102.3109 | 102.568 | 103.1921 | Total peak demand with CF (MW)_Total peak demand with CF (MW)
BINGLEY 132/33KV | BRADFORD WEST | NPgY | NG FES - Steady Progression | Total peak demand with CF (MW) | BSP | 53.5578 | 52.7734 | 52.3185 | 53.0466 | 53.42 | 53.744 | 54.0764 | 54.5125 | 54.7688 | 54.6519 | 54.9341 | 55.1106 | 55.4943 | 55.8656 | 56.2406 | 56.8084 | 57.5315 | 57.8772 | 58.5539 | 59.0406 | 59.4436 | 59.8476 | 60.2797 | 60.6368 | 60.9594 | 61.2835 | 61.5435 | 61.4744 | 61.7857 | 62.1327 | 62.2478 | 62.4328 | 62.6529 | 63.0064 | Total peak demand with CF (MW)_Total peak demand with CF (MW)
BLACKBURN MEADOWS B | WEST MELTON / THORPE MARSH | NPgY | NG FES - Steady Progression | Total peak demand with CF (MW) | BSP | 37.1292 | 37.4518 | 37.1588 | 37.7192 | 38.1498 | 38.4978 | 38.8468 | 39.1371 | 39.1784 | 39.2384 | 39.2921 | 39.3248 | 39.389 | 39.3749 | 39.4437 | 39.5427 | 39.6689 | 39.6649 | 39.7908 | 39.8099 | 39.8233 | 39.9136 | 40.0041 | 40.0071 | 40.0056 | 40.0786 | 40.1416 | 40.0044 | 40.0751 | 40.1508 | 40.116 | 40.167 | 40.1499 | 40.1575 | Total peak demand with CF (MW)_Total peak demand with CF (MW)
BLYTON | KEADBY | NPgY | NG FES - Steady Progression | Total peak demand with CF (MW) | BSP | 49.4273 | 49.0812 | 48.6922 | 49.3984 | 49.7326 | 50.0146 | 50.2971 | 50.7174 | 50.9622 | 50.8394 | 51.128 | 51.2907 | 51.6237 | 51.9822 | 52.304 | 52.832 | 53.5137 | 53.8309 | 54.4724 | 54.9417 | 55.3257 | 55.7097 | 56.1264 | 56.4935 | 56.826 | 57.154 | 57.428 | 57.4044 | 57.7457 | 58.1256 | 58.2834 | 58.5072 | 58.7792 | 59.1376 | Total peak demand with CF (MW)_Total peak demand with CF (MW)
BRADFORD | BRADFORD WEST | NPgY | NG FES - Steady Progression | Total peak demand with CF (MW) | BSP | 81.6492 | 81.8825 | 81.2145 | 82.3897 | 83.1358 | 83.7681 | 84.4135 | 85.101 | 85.4114 | 85.4169 | 85.7929 | 86.0638 | 86.5626 | 86.9901 | 87.5123 | 88.2473 | 89.1462 | 89.5818 | 90.4193 | 91.002 | 91.4764 | 91.9995 | 92.555 | 92.958 | 93.3118 | 93.7125 | 94.0236 | 93.8356 | 94.1583 | 94.5191 | 94.5639 | 94.7516 | 94.8884 | 95.3248 | Total peak demand with CF (MW)_Total peak demand with CF (MW)
BRAMHAM | FERRYBRIDGE B | NPgY | NG FES - Steady Progression | Total peak demand with CF (MW) | BSP | 65.724 | 68.3893 | 67.8612 | 68.8199 | 69.4093 | 69.9015 | 70.4011 | 70.9593 | 71.201 | 71.2077 | 71.5346 | 71.7438 | 72.0993 | 72.4081 | 72.7599 | 73.2908 | 73.9561 | 74.247 | 74.8767 | 75.2934 | 75.6342 | 76.0279 | 76.4448 | 76.754 | 77.029 | 77.3531 | 77.6245 | 77.5099 | 77.8202 | 78.1561 | 78.2383 | 78.4389 | 78.6147 | 78.9153 | Total peak demand with CF (MW)_Total peak demand with CF (MW)
BRANSHOLME | CREYKE BECK | NPgY | NG FES - Steady Progression | Total peak demand with CF (MW) | BSP | 47.3718 | 48.465 | 48.077 | 48.7442 | 49.1179 | 49.4374 | 49.7603 | 50.1456 | 50.3365 | 50.2207 | 50.3726 | 50.4724 | 50.7569 | 51.0405 | 51.358 | 51.8337 | 52.426 | 52.7022 | 53.2342 | 53.628 | 53.9332 | 54.2448 | 54.6017 | 54.8908 | 55.152 | 55.42 | 55.6231 | 55.532 | 55.7604 | 56.0327 | 56.1049 | 56.2444 | 56.3817 | 56.7353 | Total peak demand with CF (MW)_Total peak demand with CF (MW)
BRIGHOUSE 132/33KV | ELLAND | NPgY | NG FES - Steady Progression | Total peak demand with CF (MW) | BSP | 73.8969 | 75.4071 | 74.8121 | 75.8931 | 76.62 | 77.2263 | 77.8411 | 78.452 | 78.679 | 78.7138 | 78.9881 | 79.1831 | 79.5475 | 79.8235 | 80.2097 | 80.7524 | 81.4164 | 81.7025 | 82.3218 | 82.7145 | 83.0296 | 83.4169 | 83.8276 | 84.0912 | 84.3205 | 84.6212 | 84.8579 | 84.658 | 84.9083 | 85.1885 | 85.2012 | 85.3545 | 85.439 | 85.7286 | Total peak demand with CF (MW)_Total peak demand with CF (MW)
DONCASTER B/THORPE MARSH | WEST MELTON / THORPE MARSH | NPgY | NG FES - Steady Progression | Total peak demand with CF (MW) | BSP | 155.8767 | 160.7419 | 159.5529 | 161.8548 | 163.2855 | 164.489 | 165.6998 | 167.0257 | 167.6485 | 167.6131 | 168.3214 | 168.8407 | 169.8166 | 170.7381 | 171.8456 | 173.4129 | 175.2897 | 176.216 | 177.9043 | 179.1319 | 180.074 | 181.079 | 182.2055 | 183.094 | 183.8864 | 184.7503 | 185.4358 | 185.1709 | 185.9027 | 186.7484 | 186.9789 | 187.4862 | 187.9152 | 188.9658 | Total peak demand with CF (MW)_Total peak demand with CF (MW)
DONCASTER CENTRAL | WEST MELTON / THORPE MARSH | NPgY | NG FES - Steady Progression | Total peak demand with CF (MW) | BSP | 24.1834 | 24.1276 | 23.9387 | 24.2966 | 24.5321 | 24.7297 | 24.9298 | 25.1365 | 25.2246 | 25.2401 | 25.3506 | 25.4329 | 25.5753 | 25.6975 | 25.8537 | 26.0707 | 26.3316 | 26.4612 | 26.7038 | 26.8736 | 27.0097 | 27.1627 | 27.3264 | 27.4451 | 27.5487 | 27.6687 | 27.763 | 27.7103 | 27.8053 | 27.9127 | 27.9288 | 27.9908 | 28.0314 | 28.1669 | Total peak demand with CF (MW)_Total peak demand with CF (MW)
DRIFFIELD/BEVERLEY GROUP | CREYKE BECK | NPgY | NG FES - Steady Progression | Total peak demand with CF (MW) | BSP | 110.6031 | 109.7911 | 108.899 | 110.4954 | 111.373 | 112.116 | 112.8712 | 113.8328 | 114.3251 | 114.2192 | 114.8361 | 115.2196 | 115.9111 | 116.6064 | 117.2888 | 118.3628 | 119.7236 | 120.3666 | 121.6512 | 122.5744 | 123.3265 | 124.1164 | 124.9618 | 125.6566 | 126.2736 | 126.9179 | 127.4468 | 127.3081 | 127.9254 | 128.6084 | 128.826 | 129.2204 | 129.6325 | 130.3128 | Total peak demand with CF (MW)_Total peak demand with CF (MW)
FEATHERSTONE | FERRYBRIDGE B | NPgY | NG FES - Steady Progression | Total peak demand with CF (MW) | BSP | 83.1516 | 83.5566 | 82.8916 | 84.1092 | 84.9274 | 85.607 | 86.2952 | 86.9801 | 87.2332 | 87.2905 | 87.6268 | 87.8566 | 88.2625 | 88.5583 | 88.986 | 89.5843 | 90.317 | 90.6275 | 91.3179 | 91.7412 | 92.0897 | 92.5284 | 92.989 | 93.2885 | 93.5567 | 93.9152 | 94.2139 | 94.0305 | 94.3585 | 94.7159 | 94.7768 | 94.9981 | 95.1505 | 95.4686 | Total peak demand with CF (MW)_Total peak demand with CF (MW)
GIRLINGTON | BRADFORD WEST | NPgY | NG FES - Steady Progression | Total peak demand with CF (MW) | BSP | 52.3146 | 53.5728 | 53.1449 | 53.9033 | 54.4336 | 54.8659 | 55.3024 | 55.7076 | 55.816 | 55.8551 | 56.0181 | 56.1099 | 56.2704 | 56.3371 | 56.47 | 56.6796 | 56.9552 | 56.9951 | 57.2584 | 57.3607 | 57.4471 | 57.6204 | 57.7979 | 57.8706 | 57.9352 | 58.0848 | 58.2175 | 58.0638 | 58.2271 | 58.3902 | 58.3798 | 58.4757 | 58.5185 | 58.565 | Total peak demand with CF (MW)_Total peak demand with CF (MW)
HALIFAX 132/33KV | ELLAND | NPgY | NG FES - Steady Progression | Total peak demand with CF (MW) | BSP | 24.1677 | 23.9181 | 23.7174 | 24.059 | 24.2541 | 24.4228 | 24.5968 | 24.8074 | 24.9271 | 24.92 | 25.0778 | 25.1897 | 25.381 | 25.5613 | 25.744 | 26.0081 | 26.3341 | 26.5019 | 26.8062 | 27.0331 | 27.2185 | 27.4057 | 27.6049 | 27.7647 | 27.9045 | 28.0449 | 28.1525 | 28.1053 | 28.2156 | 28.3353 | 28.3519 | 28.4054 | 28.4558 | 28.6181 | Total peak demand with CF (MW)_Total peak demand with CF (MW)
HECKMONDWIKE | SKELTON GRANGE | NPgY | NG FES - Steady Progression | Total peak demand with CF (MW) | BSP | 49.1937 | 48.899 | 48.4945 | 49.1931 | 49.6259 | 49.9918 | 50.3656 | 50.7726 | 50.9639 | 50.9612 | 51.208 | 51.3769 | 51.681 | 51.9368 | 52.242 | 52.6773 | 53.2157 | 53.4678 | 53.9734 | 54.3164 | 54.6001 | 54.9141 | 55.244 | 55.4861 | 55.7012 | 55.9467 | 56.1446 | 56.0463 | 56.2634 | 56.4988 | 56.5436 | 56.6725 | 56.7838 | 57.0263 | Total peak demand with CF (MW)_Total peak demand with CF (MW)
HOLMFIELD | BRADFORD WEST | NPgY | NG FES - Steady Progression | Total peak demand with CF (MW) | BSP | 64.8372 | 64.7654 | 64.218 | 65.1072 | 65.5672 | 65.9745 | 66.395 | 66.9467 | 67.2874 | 67.1608 | 67.5273 | 67.7809 | 68.3111 | 68.8435 | 69.4082 | 70.2192 | 71.2146 | 71.7333 | 72.6372 | 73.321 | 73.8686 | 74.3964 | 74.9797 | 75.4778 | 75.9309 | 76.3711 | 76.7177 | 76.6527 | 77.0417 | 77.4862 | 77.644 | 77.8855 | 78.1612 | 78.7071 | Total peak demand with CF (MW)_Total peak demand with CF (MW)
HULL EAST 132/33KV | SALTEND NORTH | NPgY | NG FES - Steady Progression | Total peak demand with CF (MW) | BSP | 55.5369 | 55.7109 | 55.2613 | 56.0732 | 56.6462 | 57.1103 | 57.5759 | 57.9999 | 58.0914 | 58.1136 | 58.2341 | 58.289 | 58.4093 | 58.4375 | 58.5379 | 58.7142 | 58.9528 | 58.949 | 59.1706 | 59.2296 | 59.2735 | 59.4166 | 59.5674 | 59.6079 | 59.643 | 59.7754 | 59.8931 | 59.7132 | 59.8701 | 60.031 | 60.0118 | 60.1076 | 60.1429 | 60.1594 | Total peak demand with CF (MW)_Total peak demand with CF (MW)
HULL SOUTH | CREYKE BECK | NPgY | NG FES - Steady Progression | Total peak demand with CF (MW) | BSP | 75.5165 | 76.6232 | 76.0127 | 77.1024 | 77.7827 | 78.3574 | 78.9418 | 79.5758 | 79.8679 | 79.8589 | 80.2148 | 80.4657 | 80.9318 | 81.3368 | 81.8176 | 82.5023 | 83.3439 | 83.7478 | 84.5321 | 85.0787 | 85.5238 | 86.0109 | 86.5293 | 86.9108 | 87.2469 | 87.623 | 87.9166 | 87.7492 | 88.0601 | 88.407 | 88.4588 | 88.6403 | 88.7839 | 89.1941 | Total peak demand with CF (MW)_Total peak demand with CF (MW)
HULL WEST | CREYKE BECK | NPgY | NG FES - Steady Progression | Total peak demand with CF (MW) | BSP | 61.6277 | 61.3757 | 60.8837 | 61.7819 | 62.3494 | 62.8245 | 63.3042 | 63.8131 | 64.0222 | 63.9909 | 64.212 | 64.3643 | 64.6853 | 64.9622 | 65.3063 | 65.8079 | 66.423 | 66.6838 | 67.2367 | 67.6066 | 67.887 | 68.2088 | 68.5687 | 68.8232 | 69.0474 | 69.3157 | 69.5231 | 69.3628 | 69.594 | 69.8603 | 69.8912 | 70.0302 | 70.1331 | 70.4223 | Total peak demand with CF (MW)_Total peak demand with CF (MW)
HUMBERSTON | GRIMSBY WEST | NPgY | NG FES - Steady Progression | Total peak demand with CF (MW) | BSP | 39.0689 | 39.5249 | 39.2161 | 39.8 | 40.2157 | 40.5606 | 40.911 | 41.241 | 41.3532 | 41.4186 | 41.5814 | 41.7061 | 41.8971 | 42.0314 | 42.2345 | 42.5089 | 42.8337 | 42.9774 | 43.2789 | 43.4749 | 43.6296 | 43.8303 | 44.0459 | 44.1802 | 44.2946 | 44.4521 | 44.5745 | 44.4612 | 44.5671 | 44.6786 | 44.652 | 44.7074 | 44.6995 | 44.8622 | Total peak demand with CF (MW)_Total peak demand with CF (MW)
HUNNINGLEY | WEST MELTON SECTION 3 | NPgY | NG FES - Steady Progression | Total peak demand with CF (MW) | BSP | 38.448 | 39.8596 | 39.5594 | 40.1313 | 40.5301 | 40.86 | 41.1922 | 41.5074 | 41.6103 | 41.6384 | 41.7572 | 41.8441 | 42.0134 | 42.1314 | 42.3332 | 42.6059 | 42.9323 | 43.0735 | 43.3761 | 43.5609 | 43.7089 | 43.9014 | 44.1077 | 44.2361 | 44.3514 | 44.5121 | 44.6435 | 44.5525 | 44.6917 | 44.8505 | 44.8764 | 44.9797 | 45.0398 | 45.1991 | Total peak demand with CF (MW)_Total peak demand with CF (MW)
HUNSHELF | WEST MELTON SECTION 3 | NPgY | NG FES - Steady Progression | Total peak demand with CF (MW) | BSP | 67.4323 | 67.5593 | 67.0268 | 68.0276 | 68.7241 | 69.2964 | 69.8738 | 70.4256 | 70.5943 | 70.653 | 70.8398 | 70.9763 | 71.2416 | 71.4021 | 71.663 | 72.0465 | 72.5247 | 72.682 | 73.1407 | 73.385 | 73.5539 | 73.81 | 74.0957 | 74.2525 | 74.3821 | 74.6024 | 74.7845 | 74.5793 | 74.784 | 75.0199 | 75.0235 | 75.1644 | 75.2236 | 75.4104 | Total peak demand with CF (MW)_Total peak demand with CF (MW)
IMMINGHAM | GRIMSBY WEST | NPgY | NG FES - Steady Progression | Total peak demand with CF (MW) | BSP | 58.7686 | 61.2351 | 60.7726 | 61.6652 | 62.3522 | 62.9043 | 63.4584 | 63.9241 | 63.9815 | 64.0987 | 64.1935 | 64.2448 | 64.3179 | 64.2647 | 64.3217 | 64.4246 | 64.5647 | 64.504 | 64.6509 | 64.6242 | 64.5866 | 64.6795 | 64.773 | 64.7346 | 64.6894 | 64.7732 | 64.8545 | 64.6269 | 64.7316 | 64.8398 | 64.7766 | 64.854 | 64.8231 | 64.7627 | Total peak demand with CF (MW)_Total peak demand with CF (MW)
KIRKHAW LANE | FERRYBRIDGE B | NPgY | NG FES - Steady Progression | Total peak demand with CF (MW) | BSP | 63.9972 | 66.5238 | 66.0146 | 66.9749 | 67.708 | 68.2967 | 68.8837 | 69.3645 | 69.4002 | 69.4361 | 69.445 | 69.4232 | 69.4481 | 69.3607 | 69.4043 | 69.497 | 69.6275 | 69.5341 | 69.6441 | 69.5951 | 69.5436 | 69.6306 | 69.7233 | 69.6682 | 69.6114 | 69.6874 | 69.7465 | 69.469 | 69.5517 | 69.6423 | 69.5435 | 69.5904 | 69.5218 | 69.4667 | Total peak demand with CF (MW)_Total peak demand with CF (MW)
KIRKSTALL C 2/5 | KIRKSTALL B | NPgY | NG FES - Steady Progression | Total peak demand with CF (MW) | BSP | 54.4652 | 56.6742 | 56.2418 | 57.0651 | 57.702 | 58.2154 | 58.73 | 59.1541 | 59.2031 | 59.2921 | 59.3637 | 59.4008 | 59.4691 | 59.4234 | 59.4859 | 59.5868 | 59.7196 | 59.6662 | 59.7928 | 59.7711 | 59.7447 | 59.8366 | 59.9293 | 59.8941 | 59.8546 | 59.93 | 59.9947 | 59.7693 | 59.8463 | 59.924 | 59.8417 | 59.8867 | 59.8282 | 59.7843 | Total peak demand with CF (MW)_Total peak demand with CF (MW)
KIRKSTALL C/RING ROAD HORSFORTH | KIRKSTALL B | NPgY | NG FES - Steady Progression | Total peak demand with CF (MW) | BSP | 86.945 | 85.8755 | 85.1545 | 86.3489 | 86.9494 | 87.4792 | 88.0211 | 88.7488 | 89.2016 | 88.9737 | 89.4154 | 89.7184 | 90.4255 | 91.1479 | 91.9322 | 93.0608 | 94.45 | 95.1892 | 96.4608 | 97.444 | 98.2406 | 99.006 | 99.8624 | 100.6124 | 101.3047 | 101.9696 | 102.4985 | 102.4681 | 103.0504 | 103.7233 | 104.0026 | 104.3873 | 104.8186 | 105.7102 | Total peak demand with CF (MW)_Total peak demand with CF (MW)
LEEDS EAST | SKELTON GRANGE | NPgY | NG FES - Steady Progression | Total peak demand with CF (MW) | BSP | 80.6586 | 89.3954 | 88.737 | 89.8875 | 90.6026 | 91.2008 | 91.8071 | 92.4609 | 92.7372 | 92.6951 | 93.0242 | 93.2309 | 93.6535 | 93.9985 | 94.4319 | 95.0678 | 95.8677 | 96.2107 | 96.9641 | 97.4494 | 97.8534 | 98.3216 | 98.8157 | 99.1657 | 99.4819 | 99.8612 | 100.1727 | 100.0117 | 100.3743 | 100.7745 | 100.8684 | 101.1 | 101.307 | 101.6637 | Total peak demand with CF (MW)_Total peak demand with CF (MW)
LEEDS NORTH | SKELTON GRANGE | NPgY | NG FES - Steady Progression | Total peak demand with CF (MW) | BSP | 71.6739 | 73.5846 | 72.9916 | 74.0022 | 74.5955 | 75.1028 | 75.6181 | 76.2045 | 76.4831 | 76.3539 | 76.5871 | 76.7492 | 77.1728 | 77.5761 | 78.0421 | 78.7284 | 79.5802 | 79.978 | 80.7493 | 81.3079 | 81.7423 | 82.1954 | 82.706 | 83.1012 | 83.4533 | 83.8249 | 84.1024 | 83.9359 | 84.2414 | 84.6061 | 84.676 | 84.8539 | 85.0128 | 85.4859 | Total peak demand with CF (MW)_Total peak demand with CF (MW)
LINDLEY | ELLAND | NPgY | NG FES - Steady Progression | Total peak demand with CF (MW) | BSP | 74.9648 | 78.8326 | 78.2142 | 79.2715 | 79.9021 | 80.4353 | 80.9796 | 81.5955 | 81.8976 | 81.8652 | 82.254 | 82.51 | 82.9771 | 83.3815 | 83.8312 | 84.4932 | 85.3241 | 85.7011 | 86.4829 | 87.0135 | 87.4528 | 87.9339 | 88.44 | 88.8209 | 89.1598 | 89.5397 | 89.8487 | 89.708 | 90.0605 | 90.4405 | 90.5237 | 90.7299 | 90.9273 | 91.2924 | Total peak demand with CF (MW)_Total peak demand with CF (MW)
LOW ROAD | SKELTON GRANGE | NPgY | NG FES - Steady Progression | Total peak demand with CF (MW) | BSP | 85.7449 | 94.487 | 93.7996 | 95.073 | 96.021 | 96.7871 | 97.5562 | 98.2174 | 98.3303 | 98.434 | 98.5932 | 98.6771 | 98.8395 | 98.828 | 98.9651 | 99.1866 | 99.4824 | 99.4476 | 99.734 | 99.768 | 99.7878 | 99.9783 | 100.1727 | 100.1788 | 100.1776 | 100.3442 | 100.4937 | 100.1847 | 100.3741 | 100.5679 | 100.4986 | 100.6187 | 100.6106 | 100.5922 | Total peak demand with CF (MW)_Total peak demand with CF (MW)
MALLARD WAY | WEST MELTON / THORPE MARSH | NPgY | NG FES - Steady Progression | Total peak demand with CF (MW) | BSP | 31.3617 | 96.9904 | 96.7405 | 97.1998 | 97.5038 | 97.7557 | 98.0102 | 98.2675 | 98.3646 | 98.3773 | 98.5036 | 98.5887 | 98.7432 | 98.8585 | 99.0129 | 99.2349 | 99.5108 | 99.6248 | 99.8857 | 100.0477 | 100.1805 | 100.3449 | 100.5169 | 100.6273 | 100.7234 | 100.8501 | 100.9516 | 100.8691 | 100.9801 | 101.101 | 101.1078 | 101.1737 | 101.2146 | 101.3276 | Total peak demand with CF (MW)_Total peak demand with CF (MW)
MENSTON | BRADFORD WEST | NPgY | NG FES - Steady Progression | Total peak demand with CF (MW) | BSP | 56.2696 | 55.8952 | 55.4387 | 56.2437 | 56.7311 | 57.1413 | 57.5571 | 58.0195 | 58.2281 | 58.1823 | 58.4133 | 58.564 | 58.88 | 59.1593 | 59.4929 | 59.9836 | 60.5958 | 60.8736 | 61.4438 | 61.8316 | 62.1466 | 62.4948 | 62.8692 | 63.1492 | 63.4003 | 63.6843 | 63.9129 | 63.8062 | 64.0686 | 64.3647 | 64.4406 | 64.61 | 64.7662 | 65.0654 | Total peak demand with CF (MW)_Total peak demand with CF (MW)
MOSS ROAD | GRIMSBY WEST | NPgY | NG FES - Steady Progression | Total peak demand with CF (MW) | BSP | 34.7813 | 34.8269 | 34.5524 | 35.072 | 35.4323 | 35.7324 | 36.0361 | 36.3302 | 36.4349 | 36.4692 | 36.5987 | 36.698 | 36.8712 | 37.0032 | 37.189 | 37.4453 | 37.7525 | 37.8892 | 38.1719 | 38.3568 | 38.5002 | 38.6778 | 38.8684 | 38.9867 | 39.0858 | 39.2178 | 39.3157 | 39.204 | 39.2952 | 39.3989 | 39.3776 | 39.4257 | 39.428 | 39.5674 | Total peak demand with CF (MW)_Total peak demand with CF (MW)
OSGODBY 1/2 | DRAX | NPgY | NG FES - Steady Progression | Total peak demand with CF (MW) | BSP | 1.1692 | 1.1874 | 1.1783 | 1.1965 | 1.2117 | 1.2238 | 1.2361 | 1.2455 | 1.2461 | 1.2504 | 1.2518 | 1.2532 | 1.2547 | 1.2525 | 1.2532 | 1.2539 | 1.2548 | 1.2526 | 1.2541 | 1.2518 | 1.2492 | 1.2495 | 1.2497 | 1.2469 | 1.2439 | 1.2439 | 1.244 | 1.2379 | 1.2379 | 1.2379 | 1.2349 | 1.2349 | 1.2318 | 1.2287 | Total peak demand with CF (MW)_Total peak demand with CF (MW)
OSGODBY 3/4 | DRAX | NPgY | NG FES - Steady Progression | Total peak demand with CF (MW) | BSP | 53.8097 | 53.9012 | 53.4679 | 54.2485 | 54.6975 | 55.074 | 55.4549 | 55.9142 | 56.1186 | 56.0675 | 56.3082 | 56.447 | 56.725 | 56.9929 | 57.2964 | 57.7684 | 58.366 | 58.6365 | 59.2026 | 59.5873 | 59.9042 | 60.2564 | 60.6343 | 60.9355 | 61.2108 | 61.518 | 61.7808 | 61.7319 | 62.0492 | 62.4047 | 62.5454 | 62.7769 | 63.0109 | 63.3192 | Total peak demand with CF (MW)_Total peak demand with CF (MW)
RODLEY | SKELTON GRANGE | NPgY | NG FES - Steady Progression | Total peak demand with CF (MW) | BSP | 73.3035 | 75.0826 | 74.4802 | 75.5138 | 76.1254 | 76.6448 | 77.1734 | 77.7727 | 78.0682 | 77.9979 | 78.3294 | 78.5526 | 79.0157 | 79.4262 | 79.9035 | 80.5933 | 81.4523 | 81.8576 | 82.6577 | 83.2128 | 83.6672 | 84.1524 | 84.6719 | 85.0685 | 85.4248 | 85.8132 | 86.1227 | 85.9879 | 86.3386 | 86.7324 | 86.833 | 87.049 | 87.2587 | 87.6794 | Total peak demand with CF (MW)_Total peak demand with CF (MW)
SAINT ANDREWS ROAD 132/33KV | SKELTON GRANGE | NPgY | NG FES - Steady Progression | Total peak demand with CF (MW) | BSP | 66.3715 | 70.2994 | 69.7604 | 70.7253 | 71.4019 | 71.9534 | 72.5095 | 73.0254 | 73.1622 | 73.217 | 73.4185 | 73.5328 | 73.7403 | 73.8224 | 74.0064 | 74.2853 | 74.6469 | 74.7092 | 75.0578 | 75.1907 | 75.301 | 75.5228 | 75.753 | 75.8523 | 75.9455 | 76.1511 | 76.3401 | 76.1691 | 76.4049 | 76.6477 | 76.6733 | 76.8341 | 76.9313 | 77.0106 | Total peak demand with CF (MW)_Total peak demand with CF (MW)
SALTEND 132/33KV | SALTEND NORTH | NPgY | NG FES - Steady Progression | Total peak demand with CF (MW) | BSP | 4.3498 | 4.4614 | 4.4054 | 4.5173 | 4.6105 | 4.6849 | 4.7593 | 4.8151 | 4.8146 | 4.8321 | 4.831 | 4.8299 | 4.8287 | 4.8095 | 4.8094 | 4.8095 | 4.8094 | 4.7908 | 4.7904 | 4.7718 | 4.7534 | 4.7537 | 4.7541 | 4.7357 | 4.7174 | 4.7177 | 4.7178 | 4.6806 | 4.6807 | 4.6808 | 4.6622 | 4.6622 | 4.6435 | 4.6254 | Total peak demand with CF (MW)_Total peak demand with CF (MW)
SANTON | KEADBY | NPgY | NG FES - Steady Progression | Total peak demand with CF (MW) | BSP | 59.6865 | 61.5493 | 61.0711 | 61.9517 | 62.5566 | 63.0465 | 63.5378 | 64.0102 | 64.1191 | 64.1348 | 64.2667 | 64.3216 | 64.4473 | 64.4958 | 64.6224 | 64.8523 | 65.1666 | 65.2202 | 65.5392 | 65.6721 | 65.7871 | 66.0059 | 66.2281 | 66.3349 | 66.4292 | 66.6196 | 66.7926 | 66.6454 | 66.8686 | 67.1109 | 67.1545 | 67.3225 | 67.4328 | 67.5226 | Total peak demand with CF (MW)_Total peak demand with CF (MW)
SCUNTHORPE NORTH | KEADBY | NPgY | NG FES - Steady Progression | Total peak demand with CF (MW) | BSP | 120.2099 | 124.0553 | 123.1143 | 124.9587 | 126.4465 | 127.6429 | 128.8452 | 129.7977 | 129.8838 | 130.2059 | 130.3435 | 130.4514 | 130.6056 | 130.4421 | 130.5523 | 130.707 | 130.9056 | 130.7386 | 130.9584 | 130.8215 | 130.6543 | 130.7659 | 130.88 | 130.6987 | 130.5024 | 130.5895 | 130.6716 | 130.1141 | 130.2061 | 130.3042 | 130.0703 | 130.1346 | 129.9262 | 129.7315 | Total peak demand with CF (MW)_Total peak demand with CF (MW)
SCUNTHORPE SOUTH | KEADBY | NPgY | NG FES - Steady Progression | Total peak demand with CF (MW) | BSP | 20.4904 | 20.9161 | 20.7528 | 21.0565 | 21.2499 | 21.4172 | 21.5887 | 21.775 | 21.8699 | 21.8764 | 21.9833 | 22.0741 | 22.2324 | 22.3877 | 22.5635 | 22.8029 | 23.0838 | 23.2404 | 23.4894 | 23.6882 | 23.8396 | 23.9888 | 24.1526 | 24.276 | 24.377 | 24.4753 | 24.5359 | 24.4588 | 24.5013 | 24.5556 | 24.5244 | 24.5291 | 24.5105 | 24.6544 | Total peak demand with CF (MW)_Total peak demand with CF (MW)
SILSDEN | BRADFORD WEST | NPgY | NG FES - Steady Progression | Total peak demand with CF (MW) | BSP | 78.0631 | 79.0235 | 78.3836 | 79.4836 | 80.0708 | 80.5852 | 81.1126 | 81.7888 | 82.1943 | 82.0703 | 82.5052 | 82.8196 | 83.4481 | 84.0918 | 84.7584 | 85.7226 | 86.9005 | 87.5163 | 88.5816 | 89.4058 | 90.0526 | 90.6763 | 91.3725 | 91.9653 | 92.4926 | 93 | 93.3863 | 93.2686 | 93.6816 | 94.1589 | 94.2889 | 94.5275 | 94.7798 | 95.4426 | Total peak demand with CF (MW)_Total peak demand with CF (MW)
SOWERBY BRIDGE 132/33KV | ELLAND | NPgY | NG FES - Steady Progression | Total peak demand with CF (MW) | BSP | 71.9963 | 72.39 | 71.7886 | 72.7891 | 73.3435 | 73.816 | 74.2976 | 74.8825 | 75.1845 | 75.06 | 75.3813 | 75.5817 | 76.0221 | 76.4401 | 76.8673 | 77.5298 | 78.3767 | 78.7528 | 79.5411 | 80.0939 | 80.5403 | 81.0086 | 81.5138 | 81.9115 | 82.2637 | 82.6361 | 82.9293 | 82.7866 | 83.1378 | 83.5321 | 83.627 | 83.828 | 84.0438 | 84.4373 | Total peak demand with CF (MW)_Total peak demand with CF (MW)
STAYGATE | SKELTON GRANGE | NPgY | NG FES - Steady Progression | Total peak demand with CF (MW) | BSP | 84.8989 | 87.2314 | 86.5475 | 87.793 | 88.6575 | 89.3739 | 90.0989 | 90.7895 | 91.0118 | 91.0684 | 91.3344 | 91.5192 | 91.8734 | 92.1083 | 92.4927 | 93.0308 | 93.6903 | 93.9444 | 94.5613 | 94.9177 | 95.2033 | 95.5929 | 96.0035 | 96.2394 | 96.4452 | 96.7548 | 97.0048 | 96.7661 | 97.0384 | 97.3421 | 97.3522 | 97.5312 | 97.6186 | 97.8786 | Total peak demand with CF (MW)_Total peak demand with CF (MW)
THORNHILL 132KV | ELLAND | NPgY | NG FES - Steady Progression | Total peak demand with CF (MW) | BSP | 99.9456 | 100.327 | 99.5162 | 100.956 | 101.8683 | 102.6366 | 103.4197 | 104.2554 | 104.6324 | 104.6594 | 105.1525 | 105.4974 | 106.1001 | 106.6029 | 107.2145 | 108.0813 | 109.146 | 109.6456 | 110.6443 | 111.3206 | 111.8749 | 112.4983 | 113.1557 | 113.632 | 114.0527 | 114.5414 | 114.9347 | 114.7262 | 115.1478 | 115.6069 | 115.6834 | 115.9377 | 116.1381 | 116.6285 | Total peak demand with CF (MW)_Total peak demand with CF (MW)
WAKEFIELD MONCKTON ROAD | WEST MELTON SECTION 3 | NPgY | NG FES - Steady Progression | Total peak demand with CF (MW) | BSP | 51.3894 | 52.1326 | 51.7239 | 52.478 | 52.9859 | 53.4071 | 53.833 | 54.2554 | 54.4112 | 54.4445 | 54.6479 | 54.7885 | 55.0399 | 55.2235 | 55.4881 | 55.8582 | 56.3125 | 56.508 | 56.9387 | 57.2059 | 57.4275 | 57.7042 | 57.9928 | 58.1792 | 58.3442 | 58.5628 | 58.7417 | 58.6205 | 58.8133 | 59.0244 | 59.0513 | 59.1773 | 59.2582 | 59.4578 | Total peak demand with CF (MW)_Total peak demand with CF (MW)
WAKEFIELD NORTH | SKELTON GRANGE | NPgY | NG FES - Steady Progression | Total peak demand with CF (MW) | BSP | 74.9135 | 77.7065 | 77.1044 | 78.1799 | 78.858 | 79.4244 | 79.9985 | 80.6081 | 80.8743 | 80.8748 | 81.2236 | 81.4537 | 81.8786 | 82.2162 | 82.6556 | 83.2764 | 84.0448 | 84.3917 | 85.1177 | 85.5871 | 85.9826 | 86.4391 | 86.9166 | 87.2596 | 87.5727 | 87.948 | 88.2639 | 88.1411 | 88.5006 | 88.8905 | 88.9999 | 89.241 | 89.4572 | 89.8087 | Total peak demand with CF (MW)_Total peak demand with CF (MW)
WEST MELTON | WEST MELTON SECTION 3 | NPgY | NG FES - Steady Progression | Total peak demand with CF (MW) | BSP | 118.5596 | 118.3892 | 117.4386 | 119.1234 | 120.116 | 120.9534 | 121.8006 | 122.7689 | 123.2471 | 123.1334 | 123.6793 | 124.0393 | 124.7764 | 125.4417 | 126.2185 | 127.3483 | 128.753 | 129.4193 | 130.7302 | 131.6411 | 132.3872 | 133.1858 | 134.0417 | 134.7096 | 135.3138 | 135.9727 | 136.5111 | 136.3388 | 136.9599 | 137.6574 | 137.8823 | 138.2975 | 138.7124 | 139.4243 | Total peak demand with CF (MW)_Total peak demand with CF (MW)
WHINMOOR | FERRYBRIDGE B | NPgY | NG FES - Steady Progression | Total peak demand with CF (MW) | BSP | 69.1815 | 79.8539 | 79.2859 | 80.2573 | 80.8037 | 81.2737 | 81.7526 | 82.329 | 82.6359 | 82.5312 | 82.8525 | 83.0701 | 83.5483 | 84.0011 | 84.52 | 85.2641 | 86.1797 | 86.6316 | 87.4679 | 88.0693 | 88.5488 | 89.0369 | 89.5766 | 90.0143 | 90.4144 | 90.8297 | 91.1624 | 91.0708 | 91.4515 | 91.889 | 92.0394 | 92.2907 | 92.555 | 93.0466 | Total peak demand with CF (MW)_Total peak demand with CF (MW)
WOLD NEWTON | KEADBY | NPgY | NG FES - Steady Progression | Total peak demand with CF (MW) | BSP | 52.0539 | 52.2734 | 51.8711 | 52.6502 | 53.1744 | 53.6014 | 54.04 | 54.5201 | 54.7328 | 54.811 | 55.1093 | 55.3246 | 55.6363 | 55.9116 | 56.2512 | 56.7724 | 57.4968 | 58.0737 | 59.0058 | 59.767 | 60.5663 | 61.413 | 62.1449 | 62.6863 | 63.1126 | 63.5042 | 63.7793 | 63.6769 | 63.836 | 64.0064 | 63.9561 | 64.0155 | 63.9609 | 64.5302 | Total peak demand with CF (MW)_Total peak demand with CF (MW)
YARBOROUGH ROAD 132/33KV | GRIMSBY WEST | NPgY | NG FES - Steady Progression | Total peak demand with CF (MW) | BSP | 58.9033 | 60.6741 | 60.1925 | 61.0354 | 61.5447 | 61.976 | 62.4142 | 62.9028 | 63.125 | 63.0697 | 63.3019 | 63.4591 | 63.7946 | 64.1003 | 64.4527 | 64.973 | 65.6159 | 65.8986 | 66.4776 | 66.8772 | 67.1832 | 67.5167 | 67.889 | 68.1665 | 68.4116 | 68.6876 | 68.9003 | 68.7579 | 68.9997 | 69.2776 | 69.3222 | 69.4636 | 69.5863 | 69.8892 | Total peak demand with CF (MW)_Total peak demand with CF (MW)

## SP_Number of electric vehicles
Bulk Supply Point Name | Grid Supply Point Connected to | Licence area | Scenario name | Output parameter_Unit | Substation Type in Forecasting Model | 2017 | 2018 | 2019 | 2020 | 2021 | 2022 | 2023 | 2024 | 2025 | 2026 | 2027 | 2028 | 2029 | 2030 | 2031 | 2032 | 2033 | 2034 | 2035 | 2036 | 2037 | 2038 | 2039 | 2040 | 2041 | 2042 | 2043 | 2044 | 2045 | 2046 | 2047 | 2048 | 2049 | 2050 | Output parameter_Output
ANNFIELD | STELLA SOUTH | NPgN | NG FES - Steady Progression | Number of electric vehicles | BSP | 85.6948 | 124.961 | 173.2973 | 230.3361 | 300.7611 | 384.1159 | 487.2716 | 618.8915 | 787.609 | 1000.9396 | 1272.3655 | 1621.2709 | 2063.9009 | 2628.3926 | 3346.2711 | 4256.8366 | 5399.4258 | 6816.9765 | 8555.5793 | 10653.8645 | 13138.4646 | 16013.3074 | 19250.6511 | 22787.7761 | 26518.3334 | 30307.3793 | 34002.5857 | 37467.4268 | 40577.4866 | 43046.6809 | 45119.6041 | 46607.9975 | 46831.4837 | 47039.5251 | Number of electric vehicles_Number of electric vehicles
BARRACK ROAD | STELLA NORTH | NPgN | NG FES - Steady Progression | Number of electric vehicles | BSP | 27.678 | 40.3604 | 55.9722 | 78.2582 | 107.1715 | 143.1678 | 188.7117 | 247.0262 | 322.1105 | 417.3247 | 538.8028 | 695.2967 | 894.1617 | 1148.1393 | 1471.5628 | 1882.2073 | 2397.8348 | 3037.8257 | 3823.02 | 4770.8723 | 5893.4159 | 7192.4429 | 8655.4242 | 10254.018 | 11940.1452 | 13652.8056 | 15323.125 | 16889.3823 | 18295.3058 | 19411.2418 | 20348.2045 | 21021.1414 | 21122.6699 | 21217.3056 | Number of electric vehicles_Number of electric vehicles
BLUCHER | STELLA NORTH | NPgN | NG FES - Steady Progression | Number of electric vehicles | BSP | 70.568 | 102.903 | 142.707 | 194.8279 | 261.0433 | 341.7815 | 443.0277 | 572.4826 | 738.8695 | 949.6209 | 1218.2116 | 1563.9247 | 2002.9488 | 2563.3254 | 3276.5485 | 4181.7563 | 5318.0833 | 6728.2364 | 8458.1074 | 10546.1434 | 13018.8504 | 15880.161 | 19102.4722 | 22623.3579 | 26336.9373 | 30108.8696 | 33787.4857 | 37236.862 | 40333.0973 | 42790.9426 | 44854.4966 | 46336.4054 | 46559.5648 | 46767.467 | Number of electric vehicles_Number of electric vehicles
BOWESFIELD | NORTON | NPgN | NG FES - Steady Progression | Number of electric vehicles | BSP | 91.7773 | 133.8306 | 185.5977 | 252.172 | 336.3548 | 438.5135 | 566.3555 | 729.7627 | 939.7006 | 1205.5429 | 1544.2563 | 1980.1385 | 2533.5823 | 3239.9114 | 4138.7838 | 5279.5071 | 6711.392 | 8488.2528 | 10667.9068 | 13298.7961 | 16414.3169 | 20019.4195 | 24079.324 | 28515.377 | 33194.1807 | 37946.4787 | 42581.1874 | 46927.0579 | 50827.9948 | 53924.6988 | 56524.5939 | 58391.6205 | 58672.6487 | 58934.4311 | Number of electric vehicles_Number of electric vehicles
CHIRTON GRANGE | TYNEMOUTH | NPgN | NG FES - Steady Progression | Number of electric vehicles | BSP | 60.6786 | 88.4821 | 122.708 | 170.6231 | 232.5053 | 309.2063 | 406.0695 | 530.0572 | 689.6412 | 891.9603 | 1150.0284 | 1482.4241 | 1904.758 | 2444.0726 | 3130.7773 | 4002.6014 | 5097.2506 | 6455.8679 | 8122.6883 | 10134.7634 | 12517.6365 | 15275.109 | 18380.5838 | 21773.8993 | 25353.0013 | 28988.4079 | 32533.9255 | 35858.5429 | 38842.8202 | 41211.6056 | 43200.4656 | 44628.8549 | 44844.2769 | 45045.0523 | Number of electric vehicles_Number of electric vehicles
COALBURNS | STELLA SOUTH | NPgN | NG FES - Steady Progression | Number of electric vehicles | BSP | 59.0049 | 86.0416 | 119.3234 | 150.7372 | 186.6813 | 225.6143 | 271.768 | 330.243 | 404.5209 | 497.8786 | 615.979 | 767.1012 | 958.1413 | 1201.0392 | 1509.0567 | 1898.9145 | 2387.4102 | 2992.894 | 3734.9895 | 4630.1684 | 5689.7876 | 6915.4865 | 8295.4242 | 9802.8632 | 11392.5099 | 13006.8808 | 14581.1181 | 16057.0758 | 17381.8165 | 18434.1478 | 19317.3531 | 19951.1388 | 20045.316 | 20132.7333 | Number of electric vehicles_Number of electric vehicles
DARLINGTON CENTRAL | NORTON | NPgN | NG FES - Steady Progression | Number of electric vehicles | BSP | 63.9275 | 93.2198 | 129.2782 | 164.6712 | 205.7824 | 251.154 | 305.457 | 374.3671 | 462.0819 | 572.4797 | 712.3215 | 891.4529 | 1118.0868 | 1406.4439 | 1772.3519 | 2235.7134 | 2816.5052 | 3536.5466 | 4419.1918 | 5484.0368 | 6744.5925 | 8202.819 | 9844.6328 | 11638.2232 | 13529.6903 | 15450.6313 | 17323.8598 | 19080.1816 | 20656.5863 | 21908.6722 | 22959.596 | 23713.8395 | 23826.192 | 23930.551 | Number of electric vehicles_Number of electric vehicles
DARLINGTON NORTH | NORTON | NPgN | NG FES - Steady Progression | Number of electric vehicles | BSP | 86.1203 | 125.5815 | 174.1578 | 224.7318 | 284.7347 | 352.6544 | 434.9675 | 539.6381 | 673.2281 | 841.6608 | 1055.3773 | 1329.5073 | 1676.6938 | 2118.8318 | 2680.3527 | 3391.8754 | 4284.0997 | 5390.5488 | 6747.1436 | 8384.0121 | 10321.9255 | 12563.9171 | 15088.3405 | 17846.2856 | 20754.8564 | 23708.8579 | 26589.57 | 29290.5745 | 31714.9359 | 33640.2171 | 35256.3103 | 36416.3742 | 36589.7131 | 36750.857 | Number of electric vehicles_Number of electric vehicles
DUNSTON | STELLA NORTH | NPgN | NG FES - Steady Progression | Number of electric vehicles | BSP | 93.3093 | 136.0646 | 188.6958 | 259.382 | 349.7598 | 460.6711 | 600.1428 | 778.5515 | 1007.986 | 1298.7011 | 1669.3286 | 2146.5066 | 2752.6058 | 3526.3771 | 4511.3646 | 5761.6457 | 7331.2818 | 9279.2663 | 11669.0057 | 14553.6164 | 17969.7172 | 21922.7475 | 26374.5751 | 31238.9549 | 36369.5988 | 41580.8993 | 46663.3026 | 51429.0124 | 55706.8335 | 59102.536 | 61953.5397 | 64001.0121 | 64309.5231 | 64596.9881 | Number of electric vehicles_Number of electric vehicles
FLATWORTH | TYNEMOUTH | NPgN | NG FES - Steady Progression | Number of electric vehicles | BSP | 26.2102 | 38.2199 | 53.0038 | 76.8101 | 108.5036 | 148.9375 | 200.6175 | 266.8928 | 352.3972 | 460.9652 | 599.6501 | 778.4818 | 1005.9002 | 1296.527 | 1666.8382 | 2137.2211 | 2728.0324 | 3461.4802 | 4361.4632 | 5447.9919 | 6734.8614 | 8224.135 | 9901.4519 | 11734.3187 | 13667.603 | 15631.3587 | 17546.603 | 19342.5604 | 20954.6915 | 22234.1626 | 23308.4921 | 24080.1782 | 24196.8479 | 24305.6584 | Number of electric vehicles_Number of electric vehicles
GOSFORTH | TYNEMOUTH | NPgN | NG FES - Steady Progression | Number of electric vehicles | BSP | 72.1766 | 105.2487 | 145.96 | 198.0651 | 263.8682 | 343.6193 | 443.3637 | 570.8452 | 734.6087 | 941.9654 | 1206.1427 | 1546.0874 | 1977.6998 | 2528.5221 | 3229.473 | 4118.999 | 5235.5512 | 6621.0924 | 8320.7052 | 10372.1623 | 12801.5046 | 15612.5912 | 18778.3019 | 22237.3067 | 25885.5898 | 29591.1744 | 33205.0651 | 36593.7318 | 39635.4619 | 42050.1121 | 44077.3698 | 45533.1661 | 45752.2682 | 45956.3587 | Number of electric vehicles_Number of electric vehicles
HARROGATE 132/33KV | KNARESBOROUGH | NPgN | NG FES - Steady Progression | Number of electric vehicles | BSP | 85.8965 | 125.2552 | 173.7052 | 217.2787 | 266.1608 | 317.771 | 378.1325 | 454.4335 | 551.0662 | 672.2802 | 825.3255 | 1020.8637 | 1267.7563 | 1581.3449 | 1978.6176 | 2481.0779 | 3110.3554 | 3890.0854 | 4845.5111 | 5997.8318 | 7361.6641 | 8939.1024 | 10714.9021 | 12654.6539 | 14700.0885 | 16777.2478 | 18802.7012 | 20701.6439 | 22405.9949 | 23760.1289 | 24896.5254 | 25711.8362 | 25832.5489 | 25944.4841 | Number of electric vehicles_Number of electric vehicles
HUSTHWAITE | KNARESBOROUGH | NPgN | NG FES - Steady Progression | Number of electric vehicles | BSP | 33.3273 | 48.5982 | 67.3964 | 83.9292 | 102.2988 | 121.4459 | 143.6837 | 171.76 | 207.262 | 251.7483 | 307.8598 | 379.4923 | 469.8801 | 584.6224 | 729.9092 | 913.5923 | 1143.5749 | 1428.4945 | 1777.5696 | 2198.5442 | 2696.7576 | 3272.9719 | 3921.6173 | 4630.1248 | 5377.2139 | 6135.873 | 6875.634 | 7569.177 | 8191.6426 | 8686.2509 | 9101.3079 | 9399.0595 | 9443.0579 | 9483.8349 | Number of electric vehicles_Number of electric vehicles
LEEMING BAR_SKEEBY | NORTON | NPgN | NG FES - Steady Progression | Number of electric vehicles | BSP | 106.0707 | 154.6733 | 214.5026 | 277.3935 | 352.2562 | 437.322 | 540.606 | 671.9834 | 839.7246 | 1051.2703 | 1319.7572 | 1664.2074 | 2100.5211 | 2656.2336 | 3362.0825 | 4256.57 | 5378.295 | 6769.404 | 8475.066 | 10533.1626 | 12969.8111 | 15788.8286 | 18962.9991 | 22430.8239 | 26088.0671 | 29802.4546 | 33424.7023 | 36820.9968 | 39869.4437 | 42290.2797 | 44322.3685 | 45781.0788 | 45999.1394 | 46201.8835 | Number of electric vehicles_Number of electric vehicles
LINTON | BLYTH 132kV | NPgN | NG FES - Steady Progression | Number of electric vehicles | BSP | 134.7585 | 196.5061 | 272.5169 | 336.13 | 405.2407 | 475.0596 | 554.735 | 655.0213 | 781.3223 | 939.1584 | 1137.7173 | 1390.6647 | 1709.3125 | 2113.2394 | 2623.997 | 3269.0763 | 4076.1976 | 5075.6683 | 6299.7757 | 7775.6621 | 9522.0425 | 11541.5593 | 13814.6815 | 16297.3598 | 18915.0487 | 21573.1186 | 24164.8542 | 26594.5554 | 28775.1802 | 30508.3504 | 31962.5694 | 33005.4938 | 33158.8152 | 33300.7062 | Number of electric vehicles_Number of electric vehicles
MALTON GRID | OSBALDWICK | NPgN | NG FES - Steady Progression | Number of electric vehicles | BSP | 111.5057 | 162.5987 | 225.4936 | 284.569 | 352.0329 | 424.9274 | 511.2311 | 620.5512 | 759.3765 | 933.8295 | 1154.4784 | 1436.7823 | 1793.6151 | 2247.2669 | 2822.4884 | 3550.4968 | 4462.657 | 5593.2334 | 6978.8642 | 8650.3043 | 10628.7581 | 12917.2846 | 15493.7748 | 18308.3064 | 21276.3143 | 24290.4723 | 27229.6888 | 29985.4018 | 32458.7773 | 34423.5808 | 36072.5955 | 37255.902 | 37431.6763 | 37594.8186 | Number of electric vehicles_Number of electric vehicles
MELROSEGATE | OSBALDWICK | NPgN | NG FES - Steady Progression | Number of electric vehicles | BSP | 196.7604 | 286.918 | 397.901 | 506.0856 | 631.4226 | 769.3078 | 934.0705 | 1143.0968 | 1409.0717 | 1743.7508 | 2167.5976 | 2710.4323 | 3397.1227 | 4270.7293 | 5379.1612 | 6782.6884 | 8541.8152 | 10722.6278 | 13395.8504 | 16620.8305 | 20438.486 | 24854.7485 | 29826.9642 | 35258.7935 | 40987.0075 | 46804.4537 | 52477.3843 | 57796.2522 | 62570.2448 | 66362.1486 | 69544.8049 | 71828.9318 | 72169.0378 | 72484.9108 | Number of electric vehicles_Number of electric vehicles
NORTH TEES | NORTON | NPgN | NG FES - Steady Progression | Number of electric vehicles | BSP | 70.4042 | 102.6642 | 142.3758 | 197.5613 | 268.7082 | 356.7409 | 467.8333 | 610.0185 | 792.9978 | 1024.9555 | 1320.8024 | 1701.8311 | 2185.9307 | 2804.0906 | 3591.1545 | 4590.3599 | 5844.9201 | 7401.9881 | 9312.2578 | 11618.1917 | 14349.0636 | 17509.2286 | 21068.2049 | 24957.0454 | 29058.7938 | 33225.0612 | 37288.3077 | 41098.3921 | 44518.4359 | 47233.1351 | 49512.4191 | 51149.3752 | 51396.2141 | 51626.2608 | Number of electric vehicles_Number of electric vehicles
POTTER HOUSE | SPENNYMOOR | NPgN | NG FES - Steady Progression | Number of electric vehicles | BSP | 107.8419 | 157.2561 | 218.0845 | 283.4929 | 361.9479 | 451.8804 | 561.5325 | 701.1058 | 879.4684 | 1104.5396 | 1390.3514 | 1757.1895 | 2222.0204 | 2814.227 | 3566.6363 | 4520.324 | 5716.4538 | 7199.9696 | 9019.0557 | 11214.1167 | 13813.0093 | 16819.8131 | 20205.5022 | 23904.4806 | 27805.5572 | 31767.6349 | 35631.4643 | 39254.3037 | 42506.1132 | 45088.3094 | 47255.9036 | 48811.9721 | 49044.8195 | 49261.3713 | Number of electric vehicles_Number of electric vehicles
RAVENSWORTH | STELLA SOUTH | NPgN | NG FES - Steady Progression | Number of electric vehicles | BSP | 33.2089 | 48.4256 | 67.1571 | 88.752 | 115.2309 | 146.3373 | 184.7018 | 233.6255 | 296.2946 | 375.4987 | 476.2279 | 605.6659 | 769.8302 | 979.1434 | 1245.2751 | 1582.7856 | 2006.2526 | 2531.5892 | 3175.8723 | 3953.4161 | 4874.0894 | 5939.3453 | 7138.9033 | 8449.5233 | 9831.8015 | 11235.7385 | 12604.8958 | 13888.6885 | 15041.0221 | 15955.9402 | 16724.0112 | 17275.475 | 17358.2147 | 17435.2202 | Number of electric vehicles_Number of electric vehicles
SCARBOROUGH GRID | OSBALDWICK | NPgN | NG FES - Steady Progression | Number of electric vehicles | BSP | 158.1311 | 230.5883 | 319.7824 | 402.8077 | 497.2805 | 598.8887 | 718.8994 | 870.8543 | 1063.7195 | 1305.9963 | 1612.3254 | 2004.1449 | 2499.3014 | 3128.6941 | 3926.6149 | 4936.3451 | 6201.3797 | 7769.2378 | 9690.7183 | 12008.4669 | 14751.8866 | 17925.2136 | 21497.7889 | 25400.3895 | 29515.763 | 33695.0962 | 37770.494 | 41591.4316 | 45020.8802 | 47745.2596 | 50031.7311 | 51672.4084 | 51915.9682 | 52141.9848 | Number of electric vehicles_Number of electric vehicles
SEAL SANDS | SALTHOLME | NPgN | NG FES - Steady Progression | Number of electric vehicles | BSP | 0 | 0 | 0 | 0 | 0 | 0 | 0 | 0 | 0 | 0 | 0 | 0 | 0 | 0 | 0 | 0 | 0 | 0 | 0 | 0 | 0 | 0 | 0 | 0 | 0 | 0 | 0 | 0 | 0 | 0 | 0 | 0 | 0 | 0 | Number of electric vehicles_Number of electric vehicles
SPADEADAM 33KV | SPADEADAM | NPgN | NG FES - Steady Progression | Number of electric vehicles | BSP | 1.3375 | 1.9503 | 2.7047 | 3.4663 | 4.3601 | 5.3589 | 6.5618 | 8.0899 | 10.0376 | 12.4911 | 15.6016 | 19.5886 | 24.6357 | 31.0602 | 39.2159 | 49.5471 | 62.4992 | 78.5591 | 98.2476 | 122.0022 | 150.1241 | 182.6572 | 219.2874 | 259.305 | 301.5073 | 344.368 | 386.1647 | 425.3535 | 460.5281 | 488.4639 | 511.9124 | 528.7428 | 531.2537 | 533.587 | Number of electric vehicles_Number of electric vehicles
SPENNYMOOR 132/66KV | SPENNYMOOR | NPgN | NG FES - Steady Progression | Number of electric vehicles | BSP | 135.839 | 198.0818 | 274.702 | 362.9298 | 471.0727 | 598.0657 | 754.6616 | 954.3524 | 1210.1382 | 1533.4039 | 1944.5135 | 2472.7837 | 3142.7719 | 3997.0111 | 5083.1235 | 6460.5287 | 8188.7188 | 10332.6361 | 12961.9708 | 16135.1398 | 19892.4172 | 24239.7328 | 29135.1318 | 34483.7713 | 40124.8444 | 45854.3045 | 51441.8264 | 56680.9743 | 61383.6372 | 65117.4177 | 68251.9116 | 70502.4275 | 70840.0735 | 71154.3155 | Number of electric vehicles_Number of electric vehicles
TORONTO | SPENNYMOOR | NPgN | NG FES - Steady Progression | Number of electric vehicles | BSP | 68.1886 | 99.4334 | 137.8953 | 184.2275 | 241.7754 | 310.3233 | 395.3986 | 503.999 | 643.2905 | 819.4816 | 1043.7359 | 1332.0875 | 1697.979 | 2164.6938 | 2758.3331 | 3511.4126 | 4456.471 | 5629.0237 | 7067.2031 | 8802.9664 | 10858.3454 | 13236.5937 | 15914.763 | 18840.9675 | 21927.2228 | 25061.8891 | 28118.9405 | 30985.4271 | 33558.4111 | 35601.1319 | 37316.0539 | 38547.441 | 38732.4557 | 38904.7148 | Number of electric vehicles_Number of electric vehicles
WORMALD GREEN 132/33KV | KNARESBOROUGH | NPgN | NG FES - Steady Progression | Number of electric vehicles | BSP | 70.3848 | 102.6358 | 142.3365 | 179.266 | 221.2758 | 266.4425 | 319.7796 | 387.3117 | 473.0218 | 580.6877 | 716.8143 | 890.9275 | 1110.9571 | 1390.6325 | 1745.1899 | 2193.8607 | 2755.9716 | 3452.6372 | 4306.4295 | 5336.2975 | 6555.306 | 7965.3373 | 9552.7684 | 11286.8407 | 13115.4547 | 14972.4874 | 16783.3369 | 18481.1196 | 20004.9489 | 21215.4932 | 22231.4574 | 22960.4692 | 23068.6862 | 23169.1071 | Number of electric vehicles_Number of electric vehicles
ATTERCLIFFE | WEST MELTON / THORPE MARSH | NPgY | NG FES - Steady Progression | Number of electric vehicles | BSP | 101.9776 | 156.1443 | 213.817 | 273.5242 | 343.7439 | 420.0417 | 509.7351 | 621.7674 | 762.8184 | 935.67 | 1150.0635 | 1421.8638 | 1757.8943 | 2179.2249 | 2706.8935 | 3368.5304 | 4187.1983 | 5188.5012 | 6401.9443 | 7849.6956 | 9545.3336 | 11485.9502 | 13647.5275 | 15985.0939 | 18425.5117 | 20880.2029 | 23251.2789 | 25453.9662 | 27420.5972 | 29088.6057 | 30488.8965 | 31494.2893 | 31645.1467 | 31785.5518 | Number of electric vehicles_Number of electric vehicles
BARUGH 132/66KV | WEST MELTON SECTION 3 | NPgY | NG FES - Steady Progression | Number of electric vehicles | BSP | 193.1063 | 295.6772 | 404.887 | 507.4393 | 624.5129 | 747.0175 | 889.1127 | 1067.0743 | 1291.2764 | 1566.0242 | 1906.7662 | 2338.8743 | 2872.9706 | 3542.6038 | 4381.0356 | 5432.1875 | 6732.6849 | 8323.2496 | 10250.7696 | 12550.4729 | 15243.9407 | 18326.5097 | 21759.9931 | 25472.9265 | 29349.1262 | 33247.872 | 37013.6889 | 40511.9136 | 43634.9368 | 46281.8447 | 48503.5864 | 50098.2596 | 50336.1727 | 50557.2541 | Number of electric vehicles_Number of electric vehicles
BEESTON ROYDS 132/33KV | KIRKSTALL B | NPgY | NG FES - Steady Progression | Number of electric vehicles | BSP | 151.536 | 232.0264 | 317.7265 | 416.1853 | 535.2537 | 668.9847 | 827.9712 | 1026.1131 | 1275.444 | 1580.9889 | 1960.0005 | 2440.3793 | 3034.394 | 3779.2356 | 4712.2574 | 5882.2972 | 7330.1533 | 9101.0624 | 11247.1902 | 13807.7296 | 16806.6846 | 20238.9529 | 24062.0878 | 28196.5778 | 32513.0755 | 36854.9352 | 41049.011 | 44945.3738 | 48424.4566 | 51377.0196 | 53856.0016 | 55636.3564 | 55904.7595 | 56154.8885 | Number of electric vehicles_Number of electric vehicles
BEVERLEY 132/33KV | CREYKE BECK | NPgY | NG FES - Steady Progression | Number of electric vehicles | BSP | 179.9194 | 275.486 | 377.238 | 490.5527 | 626.5 | 777.7823 | 957.08 | 1180.6717 | 1462.0687 | 1806.9089 | 2234.6536 | 2776.8358 | 3447.2379 | 4287.8508 | 5340.7803 | 6661.1463 | 8294.9842 | 10293.356 | 12715.1328 | 15604.5457 | 18988.6856 | 22861.782 | 27175.9263 | 31841.3865 | 36712.1999 | 41611.5964 | 46344.1966 | 50740.8134 | 54666.488 | 57997.5116 | 60794.1547 | 62802.5007 | 63104.8846 | 63386.5817 | Number of electric vehicles_Number of electric vehicles
BINGLEY 132/33KV | BRADFORD WEST | NPgY | NG FES - Steady Progression | Number of electric vehicles | BSP | 71.4813 | 109.4495 | 149.8752 | 216.9508 | 304.3195 | 410.537 | 540.0052 | 700.5751 | 902.3887 | 1149.7057 | 1456.5496 | 1845.2485 | 2326.102 | 2929.1182 | 3684.8257 | 4632.7498 | 5805.9684 | 7241.0572 | 8980.2582 | 11055.3085 | 13485.6408 | 16267.1926 | 19365.6231 | 22716.5437 | 26215.1434 | 29734.5055 | 33134.2838 | 36292.9823 | 39113.9052 | 41511.0473 | 43524.2462 | 44970.9285 | 45191.2757 | 45397.1911 | Number of electric vehicles_Number of electric vehicles
BLACKBURN MEADOWS B | WEST MELTON / THORPE MARSH | NPgY | NG FES - Steady Progression | Number of electric vehicles | BSP | 46.0932 | 70.5762 | 96.6439 | 121.3115 | 149.5421 | 179.1784 | 213.5947 | 256.6878 | 310.9749 | 377.5009 | 460.0072 | 564.6338 | 693.9576 | 856.1005 | 1059.1204 | 1313.6519 | 1628.5641 | 2013.7166 | 2480.4629 | 3037.333 | 3689.5525 | 4435.9933 | 5267.4091 | 6166.4955 | 7105.119 | 8049.2048 | 8961.1042 | 9808.2091 | 10564.4644 | 11205.4668 | 11743.5138 | 12129.7124 | 12187.3596 | 12240.9359 | Number of electric vehicles_Number of electric vehicles
BLYTON | KEADBY | NPgY | NG FES - Steady Progression | Number of electric vehicles | BSP | 286.2403 | 438.2806 | 600.1617 | 706.0531 | 809.837 | 894.9965 | 983.8505 | 1097.6311 | 1241.7327 | 1418.3135 | 1637.1166 | 1915.2572 | 2258.3929 | 2688.3885 | 3225.6899 | 3898.5439 | 4730.3159 | 5747.3058 | 6979.5924 | 8449.7753 | 10171.715 | 12142.2003 | 14336.6355 | 16709.1839 | 19185.5339 | 21675.6341 | 24080.184 | 26313.0753 | 28304.878 | 29983.0779 | 31389.9644 | 32397.0876 | 32540.1931 | 32671.3412 | Number of electric vehicles_Number of electric vehicles
BRADFORD | BRADFORD WEST | NPgY | NG FES - Steady Progression | Number of electric vehicles | BSP | 56.7559 | 86.9025 | 119.0003 | 195.915 | 301.0641 | 434.8614 | 600.1195 | 804.5564 | 1061.3453 | 1376.0347 | 1766.5075 | 2261.0036 | 2872.8751 | 3640.2407 | 4602.1419 | 5808.8674 | 7302.5423 | 9129.6794 | 11344.0397 | 13986.0147 | 17080.3327 | 20621.8699 | 24566.9415 | 28833.5992 | 33288.404 | 37769.7833 | 42099.0271 | 46121.4499 | 49714.0709 | 52769.0714 | 55335.1281 | 57179.655 | 57462.0951 | 57726.4123 | Number of electric vehicles_Number of electric vehicles
BRAMHAM | FERRYBRIDGE B | NPgY | NG FES - Steady Progression | Number of electric vehicles | BSP | 115.4589 | 176.7864 | 242.0832 | 306.4645 | 381.0984 | 460.7522 | 553.8035 | 670.1759 | 816.7354 | 996.337 | 1219.0915 | 1501.5307 | 1850.676 | 2288.4377 | 2836.621 | 3523.9359 | 4374.3357 | 5414.4317 | 6674.8782 | 8178.7063 | 9940.0241 | 11955.7976 | 14201.0677 | 16629.1122 | 19163.9583 | 21713.5919 | 24176.3381 | 26464.1389 | 28506.6682 | 30238.4682 | 31692.2096 | 32735.8225 | 32891.9967 | 33037.2438 | Number of electric vehicles_Number of electric vehicles
BRANSHOLME | CREYKE BECK | NPgY | NG FES - Steady Progression | Number of electric vehicles | BSP | 136.5822 | 209.1297 | 286.3727 | 367.8882 | 464.2764 | 569.7003 | 693.9158 | 848.998 | 1044.2285 | 1283.4747 | 1580.2252 | 1956.4158 | 2421.5239 | 3004.704 | 3735.1015 | 4650.9589 | 5784.2028 | 7170.2684 | 8849.9959 | 10854.0693 | 13201.2832 | 15887.6186 | 18879.8333 | 22115.6788 | 25493.9142 | 28891.9266 | 32174.2091 | 35223.4136 | 37945.8876 | 40255.2482 | 42194.0025 | 43586.0813 | 43795.1611 | 43989.806 | Number of electric vehicles_Number of electric vehicles
BRIGHOUSE 132/33KV | ELLAND | NPgY | NG FES - Steady Progression | Number of electric vehicles | BSP | 92.9193 | 142.2746 | 194.8244 | 267.9233 | 360.1801 | 468.7878 | 599.8746 | 762.7621 | 967.5836 | 1218.5857 | 1529.9774 | 1924.5211 | 2412.5232 | 3024.4769 | 3791.2485 | 4752.9546 | 5943.1441 | 7398.9538 | 9163.2481 | 11268.2318 | 13733.6257 | 16555.2801 | 19698.3356 | 23097.4563 | 26646.3145 | 30216.1514 | 33664.6081 | 36868.4335 | 39729.4571 | 42159.4303 | 44199.9835 | 45665.9878 | 45888.3866 | 46095.9952 | Number of electric vehicles_Number of electric vehicles
DONCASTER B/THORPE MARSH | WEST MELTON / THORPE MARSH | NPgY | NG FES - Steady Progression | Number of electric vehicles | BSP | 617.8493 | 946.0281 | 1295.448 | 1569.0617 | 1861.2083 | 2139.2074 | 2449.9357 | 2842.0482 | 3336.9393 | 3943.3927 | 4695.2886 | 5649.5861 | 6828.3498 | 8305.9901 | 10154.825 | 12471.8249 | 15337.6275 | 18842.2702 | 23089.1825 | 28156.0745 | 34090.5712 | 40882.1262 | 48446.3869 | 56625.7197 | 65164.0964 | 73751.3645 | 82045.0795 | 89748.5179 | 96623.834 | 102439.2314 | 107318.4499 | 110817.3804 | 111330.9449 | 111806.0096 | Number of electric vehicles_Number of electric vehicles
DONCASTER CENTRAL | WEST MELTON / THORPE MARSH | NPgY | NG FES - Steady Progression | Number of electric vehicles | BSP | 74.0206 | 113.3377 | 155.1995 | 191.7552 | 232.4658 | 273.6652 | 320.8605 | 380.1177 | 454.8171 | 546.3567 | 659.8727 | 803.8665 | 981.8074 | 1204.8912 | 1484.1443 | 1834.2014 | 2267.2548 | 2796.8798 | 3438.6951 | 4204.4353 | 5101.2901 | 6127.6932 | 7270.9183 | 8507.1608 | 9797.7324 | 11095.7717 | 12349.5151 | 13514.1222 | 14553.7241 | 15434.2412 | 16173.2187 | 16703.4656 | 16782.1475 | 16855.1533 | Number of electric vehicles_Number of electric vehicles
DRIFFIELD/BEVERLEY GROUP | CREYKE BECK | NPgY | NG FES - Steady Progression | Number of electric vehicles | BSP | 293.3498 | 449.1664 | 615.0681 | 765.6502 | 935.624 | 1110.837 | 1312.9495 | 1566.3593 | 1885.6991 | 2277.0323 | 2762.3417 | 3377.8567 | 4138.5747 | 5092.3146 | 6286.347 | 7783.2331 | 9635.1199 | 11900.0237 | 14644.7222 | 17919.3873 | 21754.7567 | 26144.1642 | 31033.213 | 36320.1243 | 41839.4541 | 47390.8136 | 52752.8244 | 57733.7307 | 62180.2299 | 65947.7228 | 69109.8555 | 71379.1993 | 71716.9611 | 72030.6201 | Number of electric vehicles_Number of electric vehicles
FEATHERSTONE | FERRYBRIDGE B | NPgY | NG FES - Steady Progression | Number of electric vehicles | BSP | 129.9329 | 198.9484 | 272.431 | 354.1566 | 452.172 | 561.1999 | 690.4008 | 851.5241 | 1054.3039 | 1302.8021 | 1611.0424 | 2001.7496 | 2484.8534 | 3090.6138 | 3849.3714 | 4800.8467 | 5978.2133 | 7418.2676 | 9163.4331 | 11245.5835 | 13684.241 | 16475.2468 | 19584.0772 | 22946.0697 | 26456.0415 | 29986.6095 | 33396.9809 | 36565.237 | 39394.1236 | 41794.4807 | 43809.7567 | 45256.977 | 45474.8635 | 45677.8408 | Number of electric vehicles_Number of electric vehicles
GIRLINGTON | BRADFORD WEST | NPgY | NG FES - Steady Progression | Number of electric vehicles | BSP | 26.0959 | 39.9571 | 54.7154 | 96.8049 | 155.3221 | 230.9009 | 324.6405 | 440.5114 | 586.0263 | 764.352 | 985.6292 | 1265.8304 | 1612.5656 | 2047.4244 | 2592.5653 | 3276.4847 | 4123.0604 | 5158.645 | 6413.7055 | 7911.1321 | 9664.9381 | 11672.2279 | 13908.2487 | 16326.5591 | 18851.5294 | 21391.5864 | 23845.4369 | 26125.4083 | 28161.8212 | 29893.864 | 31348.7633 | 32394.6701 | 32555.0878 | 32705.2783 | Number of electric vehicles_Number of electric vehicles
HALIFAX 132/33KV | ELLAND | NPgY | NG FES - Steady Progression | Number of electric vehicles | BSP | 23.8282 | 36.4848 | 49.9607 | 74.9933 | 108.1604 | 149.1567 | 199.3725 | 261.5926 | 339.7765 | 435.589 | 554.4671 | 705.0418 | 891.331 | 1124.9529 | 1417.7567 | 1785.0544 | 2239.6646 | 2795.754 | 3469.6889 | 4273.7654 | 5215.5122 | 6293.3604 | 7494.0074 | 8792.5065 | 10148.2445 | 11512.0436 | 12829.5178 | 14053.5883 | 15146.8008 | 16076.0186 | 16856.4479 | 17417.3268 | 17502.9245 | 17582.9584 | Number of electric vehicles_Number of electric vehicles
HECKMONDWIKE | SKELTON GRANGE | NPgY | NG FES - Steady Progression | Number of electric vehicles | BSP | 56.5104 | 86.5267 | 118.4857 | 173.1704 | 244.7473 | 332.1839 | 438.9123 | 571.2433 | 737.5533 | 941.3619 | 1194.228 | 1514.54 | 1910.8027 | 2407.7408 | 3030.5259 | 3811.7296 | 4778.6132 | 5961.3163 | 7394.6503 | 9104.7697 | 11107.6886 | 13400.0624 | 15953.5923 | 18715.2159 | 21598.5553 | 24499.0154 | 27300.9309 | 29904.173 | 32229.0608 | 34204.8326 | 35864.1765 | 37056.6183 | 37238.3464 | 37408.1984 | Number of electric vehicles_Number of electric vehicles
HOLMFIELD | BRADFORD WEST | NPgY | NG FES - Steady Progression | Number of electric vehicles | BSP | 84.0631 | 128.7144 | 176.2557 | 263.5394 | 378.9933 | 521.473 | 695.9129 | 912.0729 | 1183.6989 | 1516.5696 | 1929.5736 | 2452.7022 | 3099.9057 | 3911.5501 | 4928.7944 | 6204.8353 | 7784.2062 | 9716.1261 | 12057.4537 | 14850.9079 | 18122.6444 | 21867.2115 | 26038.3928 | 30549.5191 | 35259.4954 | 39997.4717 | 44574.5058 | 48827.0398 | 52624.9482 | 55853.0481 | 58564.2429 | 60512.7037 | 60810.0093 | 61087.976 | Number of electric vehicles_Number of electric vehicles
HULL EAST 132/33KV | SALTEND NORTH | NPgY | NG FES - Steady Progression | Number of electric vehicles | BSP | 127.9089 | 195.8494 | 268.1873 | 341.6976 | 427.6868 | 520.5018 | 629.3607 | 765.3943 | 936.6825 | 1146.5881 | 1406.9362 | 1737.0127 | 2145.0746 | 2656.716 | 3297.4614 | 4100.8645 | 5094.9276 | 6310.7468 | 7784.1508 | 9542.0586 | 11600.9594 | 13957.3162 | 16581.9611 | 19420.2844 | 22383.4788 | 25363.988 | 28242.9543 | 30917.4429 | 33305.2732 | 35330.2746 | 37030.2167 | 38250.6885 | 38433.639 | 38603.868 | Number of electric vehicles_Number of electric vehicles
HULL SOUTH | CREYKE BECK | NPgY | NG FES - Steady Progression | Number of electric vehicles | BSP | 156.0124 | 238.8804 | 327.112 | 424.7646 | 541.7322 | 671.6471 | 825.5221 | 1017.435 | 1258.9705 | 1554.9621 | 1922.1124 | 2387.4954 | 2962.9299 | 3684.4614 | 4588.2221 | 5721.524 | 7123.8797 | 8839.1191 | 10917.7734 | 13397.8078 | 16302.4753 | 19626.8208 | 23329.7219 | 27334.1583 | 31514.8475 | 35720.0636 | 39782.11 | 43555.7701 | 46925.2002 | 49784.141 | 52184.4184 | 53908.0973 | 54167.5513 | 54409.2378 | Number of electric vehicles_Number of electric vehicles
HULL WEST | CREYKE BECK | NPgY | NG FES - Steady Progression | Number of electric vehicles | BSP | 137.8928 | 211.1364 | 289.1206 | 363.6581 | 449.2347 | 539.4456 | 644.364 | 775.6941 | 941.1268 | 1143.856 | 1395.2862 | 1714.1155 | 2108.215 | 2602.3306 | 3221.0319 | 3996.7268 | 4956.445 | 6130.2308 | 7552.6829 | 9249.7964 | 11237.4958 | 13512.3463 | 16046.1723 | 18786.2394 | 21646.8085 | 24524.0347 | 27303.1795 | 29884.8658 | 32189.6991 | 34143.4347 | 35783.3963 | 36960.5681 | 37136.3958 | 37299.8361 | Number of electric vehicles_Number of electric vehicles
HUMBERSTON | GRIMSBY WEST | NPgY | NG FES - Steady Progression | Number of electric vehicles | BSP | 77.5218 | 118.6986 | 162.5405 | 211.2413 | 269.6307 | 334.5563 | 411.4852 | 507.4237 | 628.1668 | 776.1323 | 959.6705 | 1192.3132 | 1479.972 | 1840.6651 | 2292.4575 | 2859.0005 | 3560.0467 | 4417.5063 | 5456.6398 | 6696.4261 | 8148.4894 | 9810.3532 | 11661.4606 | 13663.3092 | 15753.2695 | 17855.4928 | 19886.1462 | 21772.635 | 23457.0501 | 24886.2946 | 26086.2486 | 26947.9632 | 27077.692 | 27198.5421 | Number of electric vehicles_Number of electric vehicles
HUNNINGLEY | WEST MELTON SECTION 3 | NPgY | NG FES - Steady Progression | Number of electric vehicles | BSP | 82.7781 | 126.7467 | 173.5612 | 216.0889 | 264.107 | 313.6244 | 370.7521 | 442.3771 | 532.6363 | 643.2439 | 780.4135 | 954.3842 | 1169.396 | 1438.9643 | 1776.4506 | 2199.5374 | 2722.9638 | 3363.1277 | 4138.9032 | 5064.4712 | 6148.5196 | 7389.1642 | 8771.0304 | 10265.3509 | 11825.3638 | 13394.4302 | 14909.9787 | 16317.8104 | 17574.5955 | 18639.4706 | 19533.2431 | 20174.6723 | 20270.1465 | 20358.8092 | Number of electric vehicles_Number of electric vehicles
HUNSHELF | WEST MELTON SECTION 3 | NPgY | NG FES - Steady Progression | Number of electric vehicles | BSP | 93.2775 | 142.823 | 195.5754 | 244.1493 | 299.2443 | 356.406 | 422.5017 | 505.3328 | 609.702 | 737.6008 | 896.2168 | 1097.3778 | 1346.0041 | 1657.7195 | 2047.9882 | 2537.2568 | 3142.5711 | 3882.8904 | 4780.0406 | 5850.4199 | 7104.0743 | 8538.8287 | 10136.9054 | 11865.0388 | 13669.1512 | 15483.7437 | 17236.4536 | 18864.6024 | 20318.091 | 21549.7829 | 22583.5947 | 23325.5655 | 23436.1127 | 23538.8007 | Number of electric vehicles_Number of electric vehicles
IMMINGHAM | GRIMSBY WEST | NPgY | NG FES - Steady Progression | Number of electric vehicles | BSP | 54.959 | 84.1513 | 115.233 | 142.5505 | 173.0431 | 204.0002 | 239.5057 | 284.0743 | 340.2542 | 409.0993 | 494.4731 | 602.7661 | 736.5924 | 904.3708 | 1114.3981 | 1377.6808 | 1703.3891 | 2101.7323 | 2584.4571 | 3160.3889 | 3834.9351 | 4606.9186 | 5466.7685 | 6396.5814 | 7367.259 | 8343.5562 | 9286.5398 | 10162.4845 | 10944.415 | 11606.7345 | 12162.5965 | 12561.4622 | 12620.6802 | 12675.6343 | Number of electric vehicles_Number of electric vehicles
KIRKHAW LANE | FERRYBRIDGE B | NPgY | NG FES - Steady Progression | Number of electric vehicles | BSP | 75.5764 | 115.7199 | 158.4615 | 205.3717 | 261.4359 | 323.5435 | 397.0408 | 488.7226 | 604.1153 | 745.5241 | 920.9274 | 1143.2651 | 1418.1758 | 1762.8821 | 2194.6401 | 2736.0531 | 3405.9969 | 4225.4118 | 5218.4386 | 6403.2147 | 7790.8492 | 9378.9733 | 11147.9406 | 13060.9557 | 15058.1676 | 17067.0924 | 19007.6176 | 20810.3695 | 22420.0025 | 23785.7025 | 24932.2902 | 25755.6567 | 25879.5468 | 25994.9412 | Number of electric vehicles_Number of electric vehicles
KIRKSTALL C 2/5 | KIRKSTALL B | NPgY | NG FES - Steady Progression | Number of electric vehicles | BSP | 15.4666 | 23.6819 | 32.4289 | 48.6235 | 70.0706 | 96.5685 | 129.0211 | 169.2326 | 219.7615 | 281.6835 | 358.5123 | 455.8263 | 576.2218 | 727.2074 | 916.4409 | 1153.8179 | 1447.6229 | 1807.0118 | 2242.5617 | 2762.2193 | 3370.8502 | 4067.4406 | 4843.393 | 5682.585 | 6558.769 | 7440.1625 | 8291.6169 | 9082.7063 | 9789.2243 | 10389.7524 | 10894.1217 | 11256.6008 | 11311.9171 | 11363.6371 | Number of electric vehicles_Number of electric vehicles
KIRKSTALL C/RING ROAD HORSFORTH | KIRKSTALL B | NPgY | NG FES - Steady Progression | Number of electric vehicles | BSP | 211.3805 | 323.658 | 443.2026 | 582.073 | 750.4753 | 940.2145 | 1166.0228 | 1447.3857 | 1801.4194 | 2235.2736 | 2773.4505 | 3455.5477 | 4299.0136 | 5356.65 | 6681.5177 | 8342.9632 | 10398.9212 | 12913.6222 | 15961.1393 | 19597.1248 | 23855.6635 | 28729.515 | 34158.4091 | 40029.4424 | 46158.9414 | 52324.4701 | 58280.158 | 63813.1048 | 68753.5393 | 72946.5273 | 76467.015 | 78995.4207 | 79376.7651 | 79732.1881 | Number of electric vehicles_Number of electric vehicles
LEEDS EAST | SKELTON GRANGE | NPgY | NG FES - Steady Progression | Number of electric vehicles | BSP | 129.764 | 198.6898 | 272.0769 | 359.6788 | 466.6147 | 588.0089 | 732.8375 | 913.2097 | 1140.1422 | 1418.2391 | 1763.2127 | 2200.4164 | 2741.0754 | 3419.0249 | 4268.3091 | 5333.3779 | 6651.3732 | 8263.4616 | 10217.1253 | 12548.0386 | 15278.0497 | 18402.5252 | 21882.8343 | 25646.6036 | 29576.0872 | 33528.6916 | 37346.794 | 40893.9114 | 44061.2316 | 46749.7134 | 49007.0596 | 50628.3746 | 50873.1595 | 51101.3693 | Number of electric vehicles_Number of electric vehicles
LEEDS NORTH | SKELTON GRANGE | NPgY | NG FES - Steady Progression | Number of electric vehicles | BSP | 67.089 | 102.7242 | 140.6658 | 202.0408 | 281.653 | 378.0427 | 495.3866 | 640.9545 | 823.9233 | 1048.1464 | 1326.3352 | 1678.7442 | 2114.6949 | 2661.3975 | 3346.5169 | 4205.8876 | 5269.4965 | 6570.5058 | 8147.2123 | 10028.3887 | 12231.6532 | 14753.3196 | 17562.253 | 20600.0786 | 23771.7773 | 26962.2894 | 30044.3824 | 32907.9118 | 35465.2069 | 37638.186 | 39463.1009 | 40774.445 | 40974.0788 | 41160.6122 | Number of electric vehicles_Number of electric vehicles
LINDLEY | ELLAND | NPgY | NG FES - Steady Progression | Number of electric vehicles | BSP | 115.0413 | 176.147 | 241.2077 | 328.8232 | 438.6787 | 567.1084 | 721.7827 | 914.0616 | 1155.8659 | 1452.1889 | 1819.7991 | 2285.5957 | 2861.7072 | 3584.1426 | 4489.3111 | 5624.573 | 7029.5292 | 8748.0262 | 10830.6661 | 13315.467 | 16225.7105 | 19556.4904 | 23266.6515 | 27279.0636 | 31468.2126 | 35682.1039 | 39752.6947 | 43534.4943 | 46911.5975 | 49779.5693 | 52187.8714 | 53917.9914 | 54180.2234 | 54424.9572 | Number of electric vehicles_Number of electric vehicles
LOW ROAD | SKELTON GRANGE | NPgY | NG FES - Steady Progression | Number of electric vehicles | BSP | 73.5472 | 112.6128 | 154.2069 | 205.2961 | 268.0803 | 339.8912 | 425.7745 | 532.6839 | 667.1745 | 831.9878 | 1036.4393 | 1295.5379 | 1615.9605 | 2017.7529 | 2521.1108 | 3152.3769 | 3933.5666 | 4889.0748 | 6047.0427 | 7428.6135 | 9046.7355 | 10898.6673 | 12961.5155 | 15192.3864 | 17521.4907 | 19864.3129 | 22127.4252 | 24229.9325 | 26107.353 | 27701.1489 | 29039.3934 | 30000.6286 | 30145.9026 | 30281.377 | Number of electric vehicles_Number of electric vehicles
MALLARD WAY | WEST MELTON / THORPE MARSH | NPgY | NG FES - Steady Progression | Number of electric vehicles | BSP | 95.5413 | 146.2894 | 200.3221 | 245.1257 | 294.0728 | 342.2742 | 396.9068 | 465.6508 | 552.3543 | 658.6037 | 790.3495 | 957.5074 | 1164.0346 | 1422.944 | 1746.9786 | 2153.1259 | 2655.5271 | 3269.9466 | 4014.5095 | 4902.8336 | 5943.2635 | 7133.9683 | 8460.1737 | 9894.2553 | 11391.3293 | 12897.0269 | 14351.3037 | 15702.1399 | 16907.8864 | 17928.533 | 18785.0106 | 19399.4094 | 19490.153 | 19574.2408 | Number of electric vehicles_Number of electric vehicles
MENSTON | BRADFORD WEST | NPgY | NG FES - Steady Progression | Number of electric vehicles | BSP | 108.671 | 166.393 | 227.8511 | 294.7797 | 374.6028 | 462.8131 | 567.1129 | 697.2398 | 861.0267 | 1061.7407 | 1310.7044 | 1626.2913 | 2016.4951 | 2505.7638 | 3118.5824 | 3887.0338 | 4837.9088 | 6000.9308 | 7410.3646 | 9091.9537 | 11061.466 | 13315.5378 | 15826.2825 | 18541.474 | 21376.1636 | 24227.472 | 26981.6939 | 29540.3648 | 31824.9256 | 33763.1852 | 35390.4564 | 36558.9793 | 36734.7428 | 36898.4378 | Number of electric vehicles_Number of electric vehicles
MOSS ROAD | GRIMSBY WEST | NPgY | NG FES - Steady Progression | Number of electric vehicles | BSP | 66.8811 | 102.4058 | 140.2299 | 177.8931 | 221.6846 | 268.5976 | 323.4743 | 392.0863 | 478.4908 | 584.3753 | 715.7022 | 882.2118 | 1088.0521 | 1346.1384 | 1669.3326 | 2074.5607 | 2575.9457 | 3189.1754 | 3932.3225 | 4818.9654 | 5857.4217 | 7045.9041 | 8369.6983 | 9801.2586 | 11295.7923 | 12799.0494 | 14251.0827 | 15599.9742 | 16804.2649 | 17825.42 | 18682.6308 | 19298.0255 | 19390.1703 | 19475.8812 | Number of electric vehicles_Number of electric vehicles
OSGODBY 1/2 | DRAX | NPgY | NG FES - Steady Progression | Number of electric vehicles | BSP | 0 | 0 | 0 | 0 | 0 | 0 | 0 | 0 | 0 | 0 | 0 | 0 | 0 | 0 | 0 | 0 | 0 | 0 | 0 | 0 | 0 | 0 | 0 | 0 | 0 | 0 | 0 | 0 | 0 | 0 | 0 | 0 | 0 | 0 | Number of electric vehicles_Number of electric vehicles
OSGODBY 3/4 | DRAX | NPgY | NG FES - Steady Progression | Number of electric vehicles | BSP | 81.1546 | 124.2609 | 170.1573 | 220.3469 | 280.2726 | 346.5819 | 425.0211 | 522.875 | 646.0383 | 796.9697 | 984.1842 | 1221.4955 | 1514.9184 | 1882.8364 | 2343.6645 | 2921.5284 | 3636.5743 | 4511.1532 | 5571.0314 | 6835.5674 | 8316.6184 | 10011.6555 | 11899.7092 | 13941.5064 | 16073.1669 | 18217.3267 | 20288.4806 | 22212.5845 | 23930.5648 | 25388.1625 | 26611.8988 | 27490.6576 | 27622.861 | 27745.9932 | Number of electric vehicles_Number of electric vehicles
RODLEY | SKELTON GRANGE | NPgY | NG FES - Steady Progression | Number of electric vehicles | BSP | 133.598 | 204.5603 | 280.1157 | 372.2621 | 485.3162 | 614.3871 | 768.6598 | 960.724 | 1202.3452 | 1498.4429 | 1865.7515 | 2331.2427 | 2906.9014 | 3628.7441 | 4533.0451 | 5667.1308 | 7070.5521 | 8787.1367 | 10867.442 | 13349.4523 | 16256.4304 | 19583.4492 | 23289.3787 | 27297.1581 | 31481.4102 | 35690.3005 | 39755.9859 | 43533.1369 | 46905.9054 | 49769.0552 | 52173.108 | 53899.8686 | 54160.7741 | 54404.0636 | Number of electric vehicles_Number of electric vehicles
SAINT ANDREWS ROAD 132/33KV | SKELTON GRANGE | NPgY | NG FES - Steady Progression | Number of electric vehicles | BSP | 73.4433 | 112.4537 | 153.989 | 219.4967 | 304.1078 | 406.1136 | 530.1349 | 684.0244 | 877.4647 | 1114.5203 | 1408.627 | 1781.2111 | 2242.1095 | 2820.0943 | 3544.3992 | 4452.91 | 5577.3268 | 6952.7119 | 8619.5528 | 10608.2684 | 12937.4849 | 15603.3019 | 18572.8017 | 21784.2703 | 25137.2562 | 28510.1205 | 31768.3592 | 34795.5307 | 37498.9428 | 39795.9263 | 41724.9559 | 43111.0733 | 43321.9801 | 43519.0192 | Number of electric vehicles_Number of electric vehicles
SALTEND 132/33KV | SALTEND NORTH | NPgY | NG FES - Steady Progression | Number of electric vehicles | BSP | 0.05684 | 0.087031 | 0.11918 | 0.15788 | 0.20522 | 0.25908 | 0.32339 | 0.40347 | 0.50422 | 0.62768 | 0.78084 | 0.97494 | 1.215 | 1.5159 | 1.893 | 2.3659 | 2.951 | 3.6667 | 4.5341 | 5.569 | 6.781 | 8.1682 | 9.7134 | 11.3844 | 13.129 | 14.8839 | 16.579 | 18.1539 | 19.5601 | 20.7538 | 21.7561 | 22.4759 | 22.5847 | 22.686 | Number of electric vehicles_Number of electric vehicles
SANTON | KEADBY | NPgY | NG FES - Steady Progression | Number of electric vehicles | BSP | 85.9634 | 131.624 | 180.2399 | 231.613 | 292.3818 | 358.8769 | 437.2368 | 535.0656 | 658.2197 | 809.1396 | 996.3342 | 1233.64 | 1527.0368 | 1894.9156 | 2355.6624 | 2933.4014 | 3648.2725 | 4522.6285 | 5582.232 | 6846.4391 | 8327.1057 | 10021.6966 | 11909.2424 | 13950.4758 | 16081.5321 | 18225.0648 | 20295.5937 | 22219.0933 | 23936.4866 | 25393.2913 | 26616.31 | 27494.4742 | 27626.3765 | 27749.1743 | Number of electric vehicles_Number of electric vehicles
SCUNTHORPE NORTH | KEADBY | NPgY | NG FES - Steady Progression | Number of electric vehicles | BSP | 44.9085 | 68.7622 | 94.1599 | 124.5979 | 161.7888 | 204.0533 | 254.4943 | 317.3102 | 396.3397 | 493.1873 | 613.3251 | 765.5811 | 953.8665 | 1189.9639 | 1485.7309 | 1856.6472 | 2315.6478 | 2877.0687 | 3557.4459 | 4369.203 | 5319.9486 | 6408.0697 | 7620.113 | 8930.8743 | 10299.3477 | 11675.8743 | 13005.5606 | 14240.8755 | 15343.9254 | 16280.2325 | 17066.3927 | 17631.0486 | 17716.3123 | 17795.8056 | Number of electric vehicles_Number of electric vehicles
SCUNTHORPE SOUTH | KEADBY | NPgY | NG FES - Steady Progression | Number of electric vehicles | BSP | 78.2515 | 119.8159 | 164.0704 | 217.5234 | 282.9564 | 357.4704 | 446.4602 | 557.2675 | 696.6711 | 867.5049 | 1079.4225 | 1347.991 | 1680.1168 | 2096.5817 | 2618.3076 | 3272.5995 | 4082.2751 | 5072.6218 | 6272.8082 | 7704.7492 | 9381.8661 | 11301.3148 | 13439.3648 | 15751.5567 | 18165.5563 | 20593.7657 | 22939.352 | 25118.4706 | 27064.2807 | 28716.011 | 30102.879 | 31099.0063 | 31249.4651 | 31389.7521 | Number of electric vehicles_Number of electric vehicles
SILSDEN | BRADFORD WEST | NPgY | NG FES - Steady Progression | Number of electric vehicles | BSP | 143.2918 | 219.4031 | 300.4406 | 399.5722 | 521.2814 | 660.3427 | 826.5986 | 1033.5712 | 1293.9444 | 1613.0219 | 2008.8379 | 2510.4536 | 3130.7892 | 3908.6549 | 4883.1443 | 6105.2567 | 7617.613 | 9467.4421 | 11709.225 | 14383.8944 | 17516.5184 | 21101.7884 | 25095.3826 | 29414.2593 | 33923.309 | 38458.9124 | 42840.1973 | 46910.5534 | 50545.1432 | 53630.595 | 56221.3115 | 58082.1583 | 58363.3532 | 58625.5698 | Number of electric vehicles_Number of electric vehicles
SOWERBY BRIDGE 132/33KV | ELLAND | NPgY | NG FES - Steady Progression | Number of electric vehicles | BSP | 96.0229 | 147.0268 | 201.3319 | 278.9963 | 377.5469 | 494.2229 | 635.2961 | 810.5326 | 1030.8639 | 1300.8728 | 1635.8491 | 2060.259 | 2585.2178 | 3243.5202 | 4068.3929 | 5102.9893 | 6383.4033 | 7949.5807 | 9847.6332 | 12112.205 | 14764.5108 | 17800.0917 | 21181.45 | 24838.2998 | 28656.2533 | 32496.792 | 36206.762 | 39653.5684 | 42731.6133 | 45346.1513 | 47541.7336 | 49119.181 | 49358.6584 | 49582.2535 | Number of electric vehicles_Number of electric vehicles
STAYGATE | SKELTON GRANGE | NPgY | NG FES - Steady Progression | Number of electric vehicles | BSP | 59.9801 | 91.8394 | 125.7607 | 192.1846 | 280.8327 | 391.1619 | 526.5733 | 694.2909 | 905.0199 | 1163.2633 | 1483.6807 | 1889.5136 | 2391.6226 | 3021.3139 | 3810.5491 | 4800.5981 | 6026.0156 | 7524.982 | 9341.6105 | 11509.044 | 14047.5746 | 16952.9797 | 20189.4061 | 23689.6122 | 27344.1239 | 31020.3821 | 34571.784 | 37871.4263 | 40818.3652 | 43323.4884 | 45427.5306 | 46939.7335 | 47170.7017 | 47386.7035 | Number of electric vehicles_Number of electric vehicles
THORNHILL 132KV | ELLAND | NPgY | NG FES - Steady Progression | Number of electric vehicles | BSP | 149.2947 | 228.5946 | 313.0271 | 424.3398 | 563.2898 | 724.9619 | 919.3796 | 1161.1351 | 1465.1814 | 1837.7796 | 2300.0093 | 2885.7166 | 3610.1188 | 4518.5023 | 5656.6217 | 7084.0285 | 8850.5122 | 11011.2092 | 13629.7453 | 16753.9236 | 20413.0182 | 24600.8537 | 29265.6799 | 34310.5158 | 39577.5492 | 44875.6725 | 49993.6056 | 54748.4203 | 58994.3691 | 62599.9155 | 65627.5261 | 67802.48 | 68131.9314 | 68439.3478 | Number of electric vehicles_Number of electric vehicles
WAKEFIELD MONCKTON ROAD | WEST MELTON SECTION 3 | NPgY | NG FES - Steady Progression | Number of electric vehicles | BSP | 114.834 | 175.8297 | 240.7732 | 301.0622 | 369.6301 | 441.0253 | 523.6883 | 627.2539 | 757.7409 | 917.6456 | 1115.9565 | 1367.4523 | 1678.2973 | 2068.0219 | 2555.9704 | 3167.7056 | 3924.5411 | 4850.1793 | 5971.9082 | 7310.2301 | 8877.7054 | 10671.6166 | 12669.7382 | 14830.4787 | 17086.2241 | 19355.0803 | 21546.5693 | 23582.3231 | 25399.7083 | 26939.8771 | 28232.626 | 29160.4667 | 29298.7857 | 29427.2912 | Number of electric vehicles_Number of electric vehicles
WAKEFIELD NORTH | SKELTON GRANGE | NPgY | NG FES - Steady Progression | Number of electric vehicles | BSP | 201.1694 | 308.0232 | 421.7931 | 528.8154 | 651.0615 | 779.0741 | 927.5986 | 1113.6021 | 1347.9326 | 1635.0923 | 1991.2283 | 2442.8553 | 3001.0802 | 3700.9659 | 4577.2805 | 5675.9299 | 7035.1943 | 8697.635 | 10712.2582 | 13115.8835 | 15931.0672 | 19152.9362 | 22741.5787 | 26622.3017 | 30673.6711 | 34748.6082 | 38684.6116 | 42340.9331 | 45605.1028 | 48371.6796 | 50693.8752 | 52360.6609 | 52609.3618 | 52840.4751 | Number of electric vehicles_Number of electric vehicles
WEST MELTON | WEST MELTON SECTION 3 | NPgY | NG FES - Steady Progression | Number of electric vehicles | BSP | 394.01 | 603.2937 | 826.123 | 1024.5103 | 1246.9625 | 1474.2159 | 1735.4748 | 2063.2665 | 2476.4079 | 2982.6889 | 3610.5331 | 4406.8837 | 5391.039 | 6624.8909 | 8169.5119 | 10105.8411 | 12501.3272 | 15431.0395 | 18981.3654 | 23217.2104 | 28178.3399 | 33856.1107 | 40180.1429 | 47018.7702 | 54157.9842 | 61338.5699 | 68274.1784 | 74716.7678 | 80467.9815 | 85340.062 | 89429.1407 | 92363.4791 | 92799.5769 | 93204.3902 | Number of electric vehicles_Number of electric vehicles
WHINMOOR | FERRYBRIDGE B | NPgY | NG FES - Steady Progression | Number of electric vehicles | BSP | 137.3956 | 210.375 | 288.078 | 381.6413 | 496.0902 | 626.3158 | 781.7987 | 975.4111 | 1218.9926 | 1517.4924 | 1887.7777 | 2357.0524 | 2937.3791 | 3665.0715 | 4576.6827 | 5719.9234 | 7134.6623 | 8865.0849 | 10962.1577 | 13464.1726 | 16394.581 | 19748.412 | 23484.2012 | 27524.2644 | 31742.2128 | 35984.987 | 40083.3926 | 43890.9283 | 47290.8019 | 50176.7951 | 52599.9993 | 54340.4711 | 54603.3292 | 54848.4093 | Number of electric vehicles_Number of electric vehicles
WOLD NEWTON | KEADBY | NPgY | NG FES - Steady Progression | Number of electric vehicles | BSP | 361.7979 | 553.9717 | 758.5838 | 883.0467 | 1000.0394 | 1088.0663 | 1175.6083 | 1288.9137 | 1432.7702 | 1609.047 | 1827.383 | 2105.2436 | 2447.728 | 2876.8056 | 3412.4502 | 4082.8683 | 4911.3038 | 5924.0713 | 7151.1714 | 8615.1453 | 10329.8252 | 12291.9048 | 14476.806 | 16838.815 | 19303.9167 | 21782.3978 | 24175.4213 | 26397.2333 | 28378.3972 | 30042.932 | 31437.5313 | 32434.5824 | 32572.8438 | 32698.6338 | Number of electric vehicles_Number of electric vehicles
YARBOROUGH ROAD 132/33KV | GRIMSBY WEST | NPgY | NG FES - Steady Progression | Number of electric vehicles | BSP | 96.3012 | 147.4528 | 201.9152 | 270.4742 | 355.1991 | 452.7054 | 569.5524 | 714.9491 | 897.839 | 1121.964 | 1399.9963 | 1752.3275 | 2188.0641 | 2734.459 | 3418.9971 | 4277.5005 | 5339.9116 | 6639.4012 | 8214.239 | 10093.178 | 12293.8265 | 14812.4616 | 17617.9523 | 20651.9663 | 23819.5912 | 27005.8875 | 30083.7913 | 32943.2854 | 35496.6891 | 37664.5737 | 39484.8967 | 40792.4608 | 40990.2393 | 41174.7177 | Number of electric vehicles_Number of electric vehicles

## SP_Number of heat pumps (all)
Bulk Supply Point Name | Grid Supply Point Connected to | Licence area | Scenario name | Output parameter_Unit | Substation Type in Forecasting Model | 2017 | 2018 | 2019 | 2020 | 2021 | 2022 | 2023 | 2024 | 2025 | 2026 | 2027 | 2028 | 2029 | 2030 | 2031 | 2032 | 2033 | 2034 | 2035 | 2036 | 2037 | 2038 | 2039 | 2040 | 2041 | 2042 | 2043 | 2044 | 2045 | 2046 | 2047 | 2048 | 2049 | 2050 | Output parameter_Output
ANNFIELD | STELLA SOUTH | NPgN | NG FES - Steady Progression | Number of heat pumps (domestic and I&C) | BSP | 286.1741 | 309.0906 | 321.2175 | 336.151 | 356.0713 | 376.304 | 394.0157 | 414.1758 | 434.297 | 476.7055 | 521.4611 | 568.9709 | 613.8233 | 661.0349 | 789.412 | 920.4587 | 1049.9203 | 1179.1809 | 1308.3917 | 1411.8777 | 1515.2653 | 1618.3828 | 1721.4969 | 1824.3557 | 1933.9504 | 2044.279 | 2154.7047 | 2265.1224 | 2375.533 | 2498.6656 | 2622.8622 | 2747.0453 | 2871.1769 | 2995.3379 | Number of heat pumps (domestic and I&C)_Number of heat pumps (domestic and I&C)
BARRACK ROAD | STELLA NORTH | NPgN | NG FES - Steady Progression | Number of heat pumps (domestic and I&C) | BSP | 160.3105 | 169.0162 | 171.8205 | 177.2456 | 184.5787 | 191.7206 | 196.203 | 203.2358 | 210.2736 | 224.4176 | 239.5692 | 256.1492 | 271.3374 | 288.0729 | 331.6948 | 375.9367 | 419.2026 | 462.6885 | 506.3122 | 539.9976 | 575.9056 | 611.642 | 648.4182 | 684.4344 | 722.9017 | 760.6655 | 798.3104 | 835.9631 | 873.6227 | 915.8483 | 956.9342 | 998.031 | 1039.2933 | 1080.4039 | Number of heat pumps (domestic and I&C)_Number of heat pumps (domestic and I&C)
BLUCHER | STELLA NORTH | NPgN | NG FES - Steady Progression | Number of heat pumps (domestic and I&C) | BSP | 291.6968 | 317.3123 | 328.4829 | 345.0098 | 367.1009 | 389.7034 | 406.2659 | 428.6422 | 450.9929 | 495.7945 | 545.8038 | 603.9405 | 654.247 | 711.8611 | 861.1607 | 1018.0058 | 1169.8257 | 1321.4919 | 1473.2427 | 1592.6063 | 1714.7112 | 1835.9634 | 1958.9816 | 2080.0985 | 2209.1266 | 2338.9938 | 2468.8457 | 2598.685 | 2728.5132 | 2873.2753 | 3019.1232 | 3164.9505 | 3310.8288 | 3456.6189 | Number of heat pumps (domestic and I&C)_Number of heat pumps (domestic and I&C)
BOWESFIELD | NORTON | NPgN | NG FES - Steady Progression | Number of heat pumps (domestic and I&C) | BSP | 399.2793 | 431.7799 | 453.3912 | 474.2342 | 502.2605 | 530.4266 | 560.0954 | 588.3094 | 616.5159 | 679.2761 | 741.5494 | 804.8918 | 867.2205 | 930.5254 | 1108.9111 | 1289.0992 | 1468.278 | 1647.4587 | 1826.5716 | 1969.9016 | 2113.8483 | 2257.571 | 2401.7667 | 2545.3623 | 2698.4518 | 2851.676 | 3004.9329 | 3158.1851 | 3311.4328 | 3482.4412 | 3653.6567 | 3824.8625 | 3996.0024 | 4167.1922 | Number of heat pumps (domestic and I&C)_Number of heat pumps (domestic and I&C)
CHIRTON GRANGE | TYNEMOUTH | NPgN | NG FES - Steady Progression | Number of heat pumps (domestic and I&C) | BSP | 199.6748 | 213.9096 | 219.647 | 228.9888 | 241.45 | 254.1637 | 263.0497 | 275.598 | 288.1473 | 312.9483 | 340.9594 | 372.9854 | 401.1208 | 432.8946 | 514.077 | 598.9178 | 681.3468 | 763.7437 | 846.2822 | 911.2952 | 977.7788 | 1043.9007 | 1111.033 | 1177.2631 | 1247.8853 | 1318.9001 | 1389.8228 | 1460.7417 | 1531.6574 | 1610.7984 | 1690.4084 | 1770.0117 | 1849.7069 | 1929.2962 | Number of heat pumps (domestic and I&C)_Number of heat pumps (domestic and I&C)
COALBURNS | STELLA SOUTH | NPgN | NG FES - Steady Progression | Number of heat pumps (domestic and I&C) | BSP | 164.7007 | 177.3115 | 188.3851 | 196.0629 | 206.5523 | 216.6538 | 230.9084 | 241.1887 | 251.4592 | 277.0872 | 299.0428 | 316.0852 | 337.8568 | 355.3114 | 414.95 | 469.5103 | 527.0837 | 584.7647 | 642.3878 | 690.0594 | 736.3847 | 783.2051 | 828.92 | 875.7975 | 925.866 | 975.1632 | 1024.4952 | 1073.8351 | 1123.1815 | 1178.4595 | 1232.6901 | 1286.9333 | 1341.1605 | 1395.4243 | Number of heat pumps (domestic and I&C)_Number of heat pumps (domestic and I&C)
DARLINGTON CENTRAL | NORTON | NPgN | NG FES - Steady Progression | Number of heat pumps (domestic and I&C) | BSP | 143.0501 | 152.7731 | 158.3881 | 164.9019 | 173.553 | 182.34 | 190.5539 | 199.3175 | 208.0715 | 226.8356 | 246.3036 | 267.2136 | 286.7405 | 307.5415 | 362.798 | 419.6023 | 475.4613 | 531.2779 | 587.071 | 631.4798 | 676.2645 | 720.8736 | 765.7543 | 810.2692 | 857.7006 | 905.3641 | 953.057 | 1000.7478 | 1048.4368 | 1101.6132 | 1155.1192 | 1208.6203 | 1262.0978 | 1315.5912 | Number of heat pumps (domestic and I&C)_Number of heat pumps (domestic and I&C)
DARLINGTON NORTH | NORTON | NPgN | NG FES - Steady Progression | Number of heat pumps (domestic and I&C) | BSP | 191.7533 | 206.7595 | 213.9423 | 223.8817 | 237.1044 | 250.6789 | 261.3826 | 274.8258 | 288.2701 | 315.5072 | 345.6151 | 379.7646 | 410.0394 | 443.8076 | 531.3162 | 622.8608 | 711.8975 | 800.7965 | 889.6962 | 960.154 | 1031.4096 | 1102.2486 | 1173.8261 | 1244.5184 | 1319.831 | 1395.8235 | 1471.8346 | 1547.8378 | 1623.8342 | 1708.5037 | 1794.1348 | 1879.7515 | 1965.3234 | 2050.917 | Number of heat pumps (domestic and I&C)_Number of heat pumps (domestic and I&C)
DUNSTON | STELLA NORTH | NPgN | NG FES - Steady Progression | Number of heat pumps (domestic and I&C) | BSP | 372.2657 | 398.9957 | 410.6794 | 427.9944 | 451.1503 | 474.5736 | 492.3694 | 515.5637 | 538.7483 | 586.0654 | 637.487 | 694.6283 | 746.2407 | 803.0934 | 952.0976 | 1106.0918 | 1256.5997 | 1407.1099 | 1557.7609 | 1676.6675 | 1798.1528 | 1919.0662 | 2041.5215 | 2162.5265 | 2291.5326 | 2420.829 | 2550.038 | 2679.2435 | 2808.4459 | 2952.6749 | 3097.1803 | 3241.6783 | 3386.3013 | 3530.7827 | Number of heat pumps (domestic and I&C)_Number of heat pumps (domestic and I&C)
FLATWORTH | TYNEMOUTH | NPgN | NG FES - Steady Progression | Number of heat pumps (domestic and I&C) | BSP | 103.419 | 111.3598 | 114.3692 | 119.3479 | 126.097 | 132.9234 | 137.5717 | 144.2567 | 150.9869 | 164.2057 | 179.0969 | 195.2058 | 210.1384 | 226.0943 | 268.5239 | 311.9226 | 354.7229 | 397.5309 | 440.4549 | 474.6403 | 509.1782 | 543.6822 | 578.6471 | 613.3572 | 650.4283 | 687.6295 | 724.7062 | 761.7815 | 798.8555 | 840.2518 | 881.7995 | 923.3449 | 964.939 | 1006.479 | Number of heat pumps (domestic and I&C)_Number of heat pumps (domestic and I&C)
GOSFORTH | TYNEMOUTH | NPgN | NG FES - Steady Progression | Number of heat pumps (domestic and I&C) | BSP | 258.3198 | 279.0248 | 287.6032 | 300.7623 | 318.4623 | 336.4066 | 349.2796 | 367.0125 | 384.7466 | 420.3544 | 459.8202 | 504.7419 | 544.3499 | 589.0544 | 705.4768 | 826.6199 | 944.5374 | 1062.4984 | 1180.7373 | 1273.5745 | 1369.1325 | 1464.2182 | 1560.9607 | 1656.3683 | 1758.1396 | 1860.1427 | 1961.9448 | 2063.743 | 2165.5377 | 2279.257 | 2393.1139 | 2506.9657 | 2621.0465 | 2734.8829 | Number of heat pumps (domestic and I&C)_Number of heat pumps (domestic and I&C)
HARROGATE 132/33KV | KNARESBOROUGH | NPgN | NG FES - Steady Progression | Number of heat pumps (domestic and I&C) | BSP | 112.1212 | 118.9891 | 122.516 | 127.1014 | 133.2058 | 139.375 | 144.7731 | 150.8973 | 157.0271 | 169.9671 | 183.5395 | 197.9045 | 211.5055 | 225.8023 | 263.5727 | 302.173 | 340.2805 | 378.399 | 416.5351 | 446.8954 | 477.5777 | 508.184 | 539.0756 | 569.7113 | 602.3862 | 635.1464 | 667.8799 | 700.6133 | 733.3467 | 769.8703 | 806.5051 | 843.1383 | 879.7752 | 916.4057 | Number of heat pumps (domestic and I&C)_Number of heat pumps (domestic and I&C)
HUSTHWAITE | KNARESBOROUGH | NPgN | NG FES - Steady Progression | Number of heat pumps (domestic and I&C) | BSP | 110.9781 | 119.2647 | 128.6331 | 133.5336 | 140.319 | 146.6663 | 158.4144 | 164.9791 | 171.5447 | 189.9952 | 203.7437 | 211.9904 | 225.5353 | 234.2782 | 270.3843 | 301.2048 | 335.2732 | 369.5163 | 403.6895 | 432.4395 | 460.072 | 488.2215 | 515.4014 | 543.6558 | 573.8787 | 603.165 | 632.4656 | 661.7756 | 691.0934 | 724.0305 | 755.6753 | 787.3349 | 818.9887 | 850.6727 | Number of heat pumps (domestic and I&C)_Number of heat pumps (domestic and I&C)
LEEMING BAR_SKEEBY | NORTON | NPgN | NG FES - Steady Progression | Number of heat pumps (domestic and I&C) | BSP | 473.4936 | 509.55 | 547.2866 | 568.8178 | 598.5103 | 626.6065 | 674.4045 | 703.284 | 732.1738 | 810.2374 | 871.2352 | 911.6843 | 971.9231 | 1014.1724 | 1176.2794 | 1318.6215 | 1473.1866 | 1628.3819 | 1783.3271 | 1912.8152 | 2037.8449 | 2164.8331 | 2288.1204 | 2415.4877 | 2551.6581 | 2684.465 | 2817.3258 | 2950.2197 | 3083.1417 | 3232.2852 | 3376.8075 | 3521.3828 | 3665.9188 | 3810.5812 | Number of heat pumps (domestic and I&C)_Number of heat pumps (domestic and I&C)
LINTON | BLYTH 132kV | NPgN | NG FES - Steady Progression | Number of heat pumps (domestic and I&C) | BSP | 392.0723 | 424.1491 | 475.1425 | 493.2891 | 518.9633 | 542.0379 | 604.9674 | 629.6247 | 654.3019 | 737.6454 | 788.0181 | 800.5477 | 849.4488 | 865.5918 | 988.916 | 1080.3352 | 1193.4055 | 1307.8673 | 1421.8991 | 1521.4697 | 1614.417 | 1710.6583 | 1801.2335 | 1898.1142 | 2001.9696 | 2100.304 | 2198.7256 | 2297.2007 | 2395.721 | 2506.963 | 2610.5348 | 2714.1953 | 2817.8868 | 2921.6915 | Number of heat pumps (domestic and I&C)_Number of heat pumps (domestic and I&C)
MALTON GRID | OSBALDWICK | NPgN | NG FES - Steady Progression | Number of heat pumps (domestic and I&C) | BSP | 376.4722 | 404.2616 | 427.4404 | 444.8583 | 468.4661 | 491.5377 | 522.0503 | 545.4404 | 568.8049 | 625.6031 | 676.138 | 719.5329 | 769.8029 | 813.822 | 952.7951 | 1084.8339 | 1221.0376 | 1357.4062 | 1493.6348 | 1604.9191 | 1714.4445 | 1824.6266 | 1933.3578 | 2043.5965 | 2161.2584 | 2277.7673 | 2394.3266 | 2510.8974 | 2627.4776 | 2757.8695 | 2886.7166 | 3015.5802 | 3144.3818 | 3273.2733 | Number of heat pumps (domestic and I&C)_Number of heat pumps (domestic and I&C)
MELROSEGATE | OSBALDWICK | NPgN | NG FES - Steady Progression | Number of heat pumps (domestic and I&C) | BSP | 479.7801 | 516.1122 | 535.3724 | 559.1765 | 590.9372 | 623.201 | 651.1263 | 683.2242 | 715.2897 | 782.4329 | 853.767 | 932.0249 | 1003.6191 | 1081.424 | 1287.8519 | 1501.2742 | 1710.1898 | 1918.9851 | 2127.8005 | 2293.3138 | 2461.2017 | 2628.296 | 2797.0504 | 2963.9672 | 3141.8442 | 3320.5132 | 3499.1826 | 3677.8415 | 3856.4913 | 4055.7191 | 4256.0209 | 4456.3022 | 4656.5589 | 4856.8053 | Number of heat pumps (domestic and I&C)_Number of heat pumps (domestic and I&C)
NORTH TEES | NORTON | NPgN | NG FES - Steady Progression | Number of heat pumps (domestic and I&C) | BSP | 362.091 | 387.5925 | 398.2001 | 415.2938 | 437.964 | 461.2641 | 477.8642 | 500.8424 | 523.8427 | 569.2307 | 620.7239 | 679.5247 | 731.3268 | 789.368 | 937.2479 | 1091.9635 | 1242.3514 | 1392.4426 | 1542.5607 | 1661.6781 | 1781.8661 | 1901.3681 | 2022.0076 | 2141.2829 | 2268.3597 | 2396.7183 | 2525.0999 | 2653.4691 | 2781.8277 | 2924.8261 | 3069.6446 | 3214.4396 | 3359.1579 | 3503.9152 | Number of heat pumps (domestic and I&C)_Number of heat pumps (domestic and I&C)
POTTER HOUSE | SPENNYMOOR | NPgN | NG FES - Steady Progression | Number of heat pumps (domestic and I&C) | BSP | 311.5463 | 335.489 | 346.7114 | 362.265 | 383.0236 | 404.0883 | 421.0685 | 441.9817 | 462.8715 | 506.0395 | 552.4424 | 601.6438 | 648.1429 | 696.969 | 829.0993 | 963.6335 | 1096.7176 | 1229.5891 | 1362.4473 | 1469.0262 | 1575.2828 | 1681.3331 | 1787.3339 | 1893.2114 | 2006.0589 | 2119.6744 | 2233.3437 | 2347.0056 | 2460.661 | 2587.4318 | 2715.314 | 2843.1837 | 2971.0163 | 3098.8652 | Number of heat pumps (domestic and I&C)_Number of heat pumps (domestic and I&C)
RAVENSWORTH | STELLA SOUTH | NPgN | NG FES - Steady Progression | Number of heat pumps (domestic and I&C) | BSP | 105.9804 | 113.1041 | 116.2243 | 120.9978 | 127.3295 | 133.8029 | 138.7221 | 145.1233 | 151.5262 | 164.4781 | 178.7675 | 194.6297 | 208.9826 | 224.6764 | 265.2231 | 307.2422 | 348.3463 | 389.3872 | 430.4315 | 463.0967 | 495.9717 | 528.7035 | 561.6649 | 594.347 | 629.1753 | 664.2927 | 699.4165 | 734.5378 | 769.657 | 808.8027 | 848.3579 | 887.9081 | 927.4443 | 966.9866 | Number of heat pumps (domestic and I&C)_Number of heat pumps (domestic and I&C)
SCARBOROUGH GRID | OSBALDWICK | NPgN | NG FES - Steady Progression | Number of heat pumps (domestic and I&C) | BSP | 316.8411 | 337.9764 | 351.6852 | 365.3974 | 383.7853 | 402.096 | 421.7035 | 440.071 | 458.4207 | 499.917 | 540.1776 | 578.0617 | 618.1887 | 656.2875 | 766.4181 | 874.5548 | 984.227 | 1093.9378 | 1203.6817 | 1292.5453 | 1380.6224 | 1468.9679 | 1556.7242 | 1645.1521 | 1739.5025 | 1833.7448 | 1927.9783 | 2022.2155 | 2116.4561 | 2221.7907 | 2326.9652 | 2432.145 | 2537.3729 | 2642.5599 | Number of heat pumps (domestic and I&C)_Number of heat pumps (domestic and I&C)
SEAL SANDS | SALTHOLME | NPgN | NG FES - Steady Progression | Number of heat pumps (domestic and I&C) | BSP | 0.64317 | 0.64276 | 0.64192 | 0.64663 | 0.65147 | 0.65647 | 0.66135 | 0.66623 | 0.67112 | 0.68197 | 0.6928 | 0.70363 | 0.71446 | 0.72529 | 0.72509 | 0.72494 | 0.72484 | 0.72478 | 0.72477 | 0.72474 | 0.72475 | 0.72481 | 0.7249 | 0.72503 | 0.72524 | 0.72549 | 0.72578 | 0.7261 | 0.72645 | 0.72688 | 0.72734 | 0.72783 | 0.72835 | 0.7289 | Number of heat pumps (domestic and I&C)_Number of heat pumps (domestic and I&C)
SPADEADAM 33KV | SPADEADAM | NPgN | NG FES - Steady Progression | Number of heat pumps (domestic and I&C) | BSP | 14.921 | 16.1655 | 18.8567 | 19.4794 | 20.4048 | 21.1499 | 24.3134 | 25.1545 | 25.9979 | 29.6134 | 31.1904 | 30.4752 | 31.9662 | 31.4765 | 34.9061 | 36.2579 | 38.9321 | 41.6962 | 44.4373 | 47.1079 | 49.4241 | 51.9439 | 54.1238 | 56.6902 | 59.4636 | 61.8425 | 64.2259 | 66.6131 | 69.0036 | 71.7589 | 73.9613 | 76.17 | 78.3841 | 80.6029 | Number of heat pumps (domestic and I&C)_Number of heat pumps (domestic and I&C)
SPENNYMOOR 132/66KV | SPENNYMOOR | NPgN | NG FES - Steady Progression | Number of heat pumps (domestic and I&C) | BSP | 484.8677 | 524.2767 | 545.7564 | 570.424 | 603.6763 | 636.8175 | 667.8963 | 700.9822 | 734.0404 | 806.0137 | 878.4546 | 945.773 | 1017.9883 | 1085.2385 | 1285.6695 | 1480.1888 | 1678.7237 | 1876.9632 | 2075.1125 | 2237.5725 | 2395.4553 | 2554.1317 | 2710.0835 | 2868.6553 | 3037.8182 | 3207.3997 | 3377.0808 | 3546.7596 | 3716.4359 | 3905.9474 | 4096.2261 | 4286.5033 | 4476.675 | 4666.9506 | Number of heat pumps (domestic and I&C)_Number of heat pumps (domestic and I&C)
TORONTO | SPENNYMOOR | NPgN | NG FES - Steady Progression | Number of heat pumps (domestic and I&C) | BSP | 290.2666 | 312.4137 | 328.0094 | 341.8842 | 360.637 | 379.1062 | 399.9124 | 418.4998 | 437.0626 | 479.5875 | 519.9173 | 556.9085 | 597.1213 | 634.3508 | 746.9275 | 855.3557 | 965.9699 | 1076.5773 | 1187.1157 | 1277.1647 | 1365.8229 | 1454.8543 | 1542.7344 | 1631.7152 | 1726.6465 | 1821.0531 | 1915.5394 | 2010.0312 | 2104.5273 | 2210.1659 | 2315.1187 | 2420.0796 | 2525.0008 | 2629.9752 | Number of heat pumps (domestic and I&C)_Number of heat pumps (domestic and I&C)
WORMALD GREEN 132/33KV | KNARESBOROUGH | NPgN | NG FES - Steady Progression | Number of heat pumps (domestic and I&C) | BSP | 141.1766 | 149.8412 | 158.4545 | 163.9722 | 171.471 | 178.7186 | 190.236 | 197.6277 | 205.0365 | 224.3182 | 240.2075 | 251.5486 | 267.2612 | 278.9661 | 319.5423 | 356.3947 | 395.9204 | 435.6019 | 475.2562 | 508.2302 | 540.136 | 572.4723 | 604.1602 | 636.6166 | 671.3118 | 705.4986 | 739.6615 | 773.831 | 808.006 | 846.2732 | 883.861 | 921.4579 | 959.0343 | 996.6468 | Number of heat pumps (domestic and I&C)_Number of heat pumps (domestic and I&C)
ATTERCLIFFE | WEST MELTON / THORPE MARSH | NPgY | NG FES - Steady Progression | Number of heat pumps (domestic and I&C) | BSP | 161.9925 | 173.6571 | 180.8823 | 186.4641 | 196.7733 | 207.2574 | 217.7598 | 225.3358 | 235.7287 | 258.1049 | 279.5581 | 302.6492 | 328.3271 | 351.4131 | 419.7388 | 486.9275 | 553.9384 | 620.8248 | 687.6312 | 740.9225 | 794.6223 | 848.2385 | 901.6425 | 954.6583 | 1011.5979 | 1068.9749 | 1126.3514 | 1183.7132 | 1241.0705 | 1305.0269 | 1369.6086 | 1433.9206 | 1498.5058 | 1563.0973 | Number of heat pumps (domestic and I&C)_Number of heat pumps (domestic and I&C)
BARUGH 132/66KV | WEST MELTON SECTION 3 | NPgY | NG FES - Steady Progression | Number of heat pumps (domestic and I&C) | BSP | 323.0087 | 348.1563 | 363.7538 | 377.7537 | 399.7291 | 422.0291 | 444.2929 | 462.5052 | 484.6176 | 532.6085 | 579.0523 | 628.1144 | 681.5857 | 730.9628 | 876.8979 | 1020.639 | 1163.9759 | 1307.0697 | 1449.9705 | 1563.8883 | 1678.753 | 1793.5023 | 1907.8504 | 2021.5039 | 2143.3387 | 2265.7874 | 2388.2286 | 2510.6576 | 2633.081 | 2769.6457 | 2907.0817 | 3044.1004 | 3181.5471 | 3318.9944 | Number of heat pumps (domestic and I&C)_Number of heat pumps (domestic and I&C)
BEESTON ROYDS 132/33KV | KIRKSTALL B | NPgY | NG FES - Steady Progression | Number of heat pumps (domestic and I&C) | BSP | 316.1775 | 339.0627 | 353.2392 | 365.7298 | 386.0703 | 406.8089 | 427.5505 | 444.6869 | 465.2911 | 509.6942 | 554.2903 | 600.2097 | 652.1067 | 698.1432 | 836.303 | 971.5762 | 1106.7024 | 1241.8545 | 1376.9311 | 1483.6874 | 1592.4884 | 1701.1318 | 1809.176 | 1915.694 | 2030.851 | 2146.6995 | 2262.5204 | 2378.3105 | 2494.08 | 2623.1165 | 2753.1201 | 2882.0963 | 3012.1166 | 3142.1259 | Number of heat pumps (domestic and I&C)_Number of heat pumps (domestic and I&C)
BEVERLEY 132/33KV | CREYKE BECK | NPgY | NG FES - Steady Progression | Number of heat pumps (domestic and I&C) | BSP | 358.013 | 384.6329 | 401.1307 | 422.5052 | 445.3803 | 467.8986 | 490.412 | 518.6066 | 541.3399 | 592.2108 | 644.2102 | 693.6055 | 736.0245 | 785.0516 | 914.5185 | 1047.7839 | 1181.4405 | 1315.1278 | 1448.9518 | 1558.2985 | 1665.4663 | 1772.8169 | 1880.7716 | 1990.4423 | 2105.8398 | 2220.5208 | 2335.3123 | 2450.0928 | 2564.9161 | 2693.4481 | 2821.0123 | 2949.6428 | 3077.2301 | 3204.9319 | Number of heat pumps (domestic and I&C)_Number of heat pumps (domestic and I&C)
BINGLEY 132/33KV | BRADFORD WEST | NPgY | NG FES - Steady Progression | Number of heat pumps (domestic and I&C) | BSP | 216.8 | 233.0294 | 243.0888 | 253.3249 | 267.5646 | 281.9568 | 296.3261 | 310.0686 | 324.4144 | 355.7116 | 387.3926 | 419.1863 | 453.3043 | 485.2582 | 579.2262 | 671.9403 | 764.647 | 857.4467 | 950.2417 | 1023.8059 | 1098.5388 | 1173.2338 | 1247.6592 | 1321.3003 | 1400.6133 | 1480.0807 | 1559.5293 | 1638.9739 | 1718.4108 | 1807.0184 | 1895.8284 | 1984.1367 | 2072.9627 | 2161.7754 | Number of heat pumps (domestic and I&C)_Number of heat pumps (domestic and I&C)
BLACKBURN MEADOWS B | WEST MELTON / THORPE MARSH | NPgY | NG FES - Steady Progression | Number of heat pumps (domestic and I&C) | BSP | 69.8648 | 74.3611 | 77.1402 | 79.4616 | 83.5387 | 87.7278 | 91.9114 | 94.9199 | 99.0592 | 107.9225 | 116.5404 | 125.8013 | 136.6812 | 146.0086 | 174.1604 | 201.5185 | 228.7938 | 256.035 | 283.2365 | 304.6653 | 326.5823 | 348.4562 | 370.1705 | 391.5213 | 414.6473 | 437.9736 | 461.2918 | 484.6041 | 507.9115 | 533.8759 | 560.1211 | 586.1304 | 612.3786 | 638.622 | Number of heat pumps (domestic and I&C)_Number of heat pumps (domestic and I&C)
BLYTON | KEADBY | NPgY | NG FES - Steady Progression | Number of heat pumps (domestic and I&C) | BSP | 290.3933 | 313.4661 | 327.7815 | 351.6499 | 370.762 | 388.9159 | 407.0551 | 437.7891 | 456.4139 | 499.6854 | 544.9654 | 584.4648 | 609.221 | 648.2623 | 740.6748 | 840 | 940.0524 | 1040.2632 | 1140.7501 | 1225.2012 | 1305.4198 | 1386.0579 | 1468.0879 | 1553.6038 | 1641.4125 | 1727.2763 | 1813.2656 | 1899.3212 | 1985.4533 | 2082.2711 | 2176.3648 | 2272.7625 | 2366.8869 | 2461.1121 | Number of heat pumps (domestic and I&C)_Number of heat pumps (domestic and I&C)
BRADFORD | BRADFORD WEST | NPgY | NG FES - Steady Progression | Number of heat pumps (domestic and I&C) | BSP | 299.989 | 319.6867 | 331.8664 | 342.5452 | 360.1982 | 378.1889 | 396.1649 | 410.8081 | 428.6593 | 467.2224 | 505.6255 | 545.4266 | 590.4235 | 630.3827 | 749.2935 | 865.6422 | 981.8446 | 1098.1237 | 1214.3959 | 1306.2766 | 1400.0695 | 1493.7265 | 1586.8904 | 1678.5224 | 1777.777 | 1877.6201 | 1977.3903 | 2077.1768 | 2176.9416 | 2288.0845 | 2400.0157 | 2510.9426 | 2622.8932 | 2734.7722 | Number of heat pumps (domestic and I&C)_Number of heat pumps (domestic and I&C)
BRAMHAM | FERRYBRIDGE B | NPgY | NG FES - Steady Progression | Number of heat pumps (domestic and I&C) | BSP | 277.6982 | 298.5321 | 311.446 | 330.5897 | 348.2617 | 365.4078 | 382.5348 | 407.0811 | 424.4949 | 464.1041 | 504.7906 | 542.2507 | 571.5047 | 608.7108 | 703.81 | 802.6927 | 902.0206 | 1001.4229 | 1100.9728 | 1182.9003 | 1262.6245 | 1342.5769 | 1423.2573 | 1505.8664 | 1592.1303 | 1677.2517 | 1762.4629 | 1847.6977 | 1932.9789 | 2028.5855 | 2122.5987 | 2217.8696 | 2311.9085 | 2406.0292 | Number of heat pumps (domestic and I&C)_Number of heat pumps (domestic and I&C)
BRANSHOLME | CREYKE BECK | NPgY | NG FES - Steady Progression | Number of heat pumps (domestic and I&C) | BSP | 190.3124 | 206.8939 | 217.1965 | 227.8721 | 242.2136 | 256.646 | 271.1017 | 285.9936 | 300.4633 | 332.017 | 364.923 | 396.9149 | 429.9203 | 461.8448 | 554.9971 | 647.8597 | 740.8267 | 833.8958 | 926.9707 | 1001.2196 | 1075.9782 | 1150.7291 | 1225.3393 | 1299.6199 | 1379.22 | 1458.9542 | 1538.7176 | 1618.4439 | 1698.1697 | 1787.173 | 1876.3838 | 1965.3477 | 2054.5687 | 2143.8336 | Number of heat pumps (domestic and I&C)_Number of heat pumps (domestic and I&C)
BRIGHOUSE 132/33KV | ELLAND | NPgY | NG FES - Steady Progression | Number of heat pumps (domestic and I&C) | BSP | 207.8907 | 221.8244 | 230.4436 | 238.0376 | 250.5346 | 263.2881 | 276.0375 | 286.4094 | 299.0689 | 326.3395 | 353.6073 | 381.8306 | 413.8143 | 442.1471 | 526.5612 | 609.1658 | 691.666 | 774.1778 | 856.6352 | 921.7412 | 988.1522 | 1054.4724 | 1120.4082 | 1185.3845 | 1255.6513 | 1326.3534 | 1397.0415 | 1467.7085 | 1538.3635 | 1617.1144 | 1696.4756 | 1775.1976 | 1854.5701 | 1933.9395 | Number of heat pumps (domestic and I&C)_Number of heat pumps (domestic and I&C)
DONCASTER B/THORPE MARSH | WEST MELTON / THORPE MARSH | NPgY | NG FES - Steady Progression | Number of heat pumps (domestic and I&C) | BSP | 634.7319 | 685.2278 | 716.5583 | 744.009 | 786.616 | 828.8444 | 871.051 | 909.5046 | 951.5906 | 1044.9335 | 1133.4625 | 1225.1777 | 1307.7098 | 1399.1287 | 1643.7585 | 1893.9607 | 2143.6155 | 2392.4317 | 2640.9941 | 2845.7847 | 3044.0132 | 3242.47 | 3442.2107 | 3646.404 | 3859.6388 | 4072.8532 | 4286.2713 | 4499.7071 | 4713.2352 | 4952.1911 | 5191.2483 | 5433.2916 | 5672.3471 | 5911.5941 | Number of heat pumps (domestic and I&C)_Number of heat pumps (domestic and I&C)
DONCASTER CENTRAL | WEST MELTON / THORPE MARSH | NPgY | NG FES - Steady Progression | Number of heat pumps (domestic and I&C) | BSP | 96.8187 | 103.4634 | 107.5756 | 111.1807 | 116.9585 | 122.7513 | 128.5352 | 133.6019 | 139.3609 | 152.0063 | 164.3036 | 176.9699 | 189.4865 | 202.1883 | 237.2248 | 272.421 | 307.5394 | 342.597 | 377.6161 | 405.9694 | 433.9847 | 462.0129 | 490.0905 | 518.3965 | 548.3349 | 578.3393 | 608.3597 | 638.379 | 668.4049 | 701.9569 | 735.6124 | 769.433 | 803.0908 | 836.7652 | Number of heat pumps (domestic and I&C)_Number of heat pumps (domestic and I&C)
DRIFFIELD/BEVERLEY GROUP | CREYKE BECK | NPgY | NG FES - Steady Progression | Number of heat pumps (domestic and I&C) | BSP | 500.7704 | 536.4595 | 558.5614 | 595.5617 | 625.6285 | 654.2977 | 682.9615 | 730.9678 | 760.3771 | 828.4075 | 899.6904 | 962.1903 | 1000.628 | 1062.0402 | 1203.2779 | 1356.9024 | 1511.7451 | 1666.804 | 1822.4083 | 1953.8797 | 2077.9819 | 2202.746 | 2329.7688 | 2462.3749 | 2598.4868 | 2731.9377 | 2865.5998 | 2999.3491 | 3133.2184 | 3283.6617 | 3430.4014 | 3580.7372 | 3727.5205 | 3874.4814 | Number of heat pumps (domestic and I&C)_Number of heat pumps (domestic and I&C)
FEATHERSTONE | FERRYBRIDGE B | NPgY | NG FES - Steady Progression | Number of heat pumps (domestic and I&C) | BSP | 301.6751 | 325.1005 | 339.6292 | 353.0699 | 373.6488 | 394.5693 | 415.4676 | 433.4874 | 454.2761 | 499.2962 | 544.3237 | 590.5699 | 641.9127 | 688.442 | 827.6157 | 964.1898 | 1100.5413 | 1236.8745 | 1373.0916 | 1480.9946 | 1590.6336 | 1700.1544 | 1809.1681 | 1916.9546 | 2033.096 | 2149.7834 | 2266.446 | 2383.0908 | 2499.7208 | 2629.7686 | 2760.5774 | 2890.6032 | 3021.4276 | 3152.2386 | Number of heat pumps (domestic and I&C)_Number of heat pumps (domestic and I&C)
GIRLINGTON | BRADFORD WEST | NPgY | NG FES - Steady Progression | Number of heat pumps (domestic and I&C) | BSP | 182.7707 | 193.8644 | 200.7131 | 206.9636 | 217.0826 | 227.461 | 237.8131 | 246.1255 | 256.4008 | 278.5076 | 300.6089 | 323.6106 | 350.176 | 373.3881 | 442.4012 | 509.6915 | 576.8168 | 643.9528 | 711.037 | 763.8781 | 817.9548 | 871.9527 | 925.609 | 978.3035 | 1035.4186 | 1092.9625 | 1150.4655 | 1207.9749 | 1265.4713 | 1329.5108 | 1394.1339 | 1458.1529 | 1522.7865 | 1587.3809 | Number of heat pumps (domestic and I&C)_Number of heat pumps (domestic and I&C)
HALIFAX 132/33KV | ELLAND | NPgY | NG FES - Steady Progression | Number of heat pumps (domestic and I&C) | BSP | 89.9419 | 94.6441 | 97.5371 | 100.7178 | 104.9739 | 109.2209 | 113.4663 | 118.298 | 122.5668 | 131.9947 | 142.1797 | 151.5778 | 160.8766 | 170.241 | 195.6524 | 221.117 | 246.7146 | 272.4659 | 298.2892 | 318.8091 | 339.6128 | 360.4358 | 381.2555 | 401.8759 | 424.0986 | 446.2422 | 468.3815 | 490.5234 | 512.665 | 537.3801 | 561.9741 | 586.4264 | 611.0301 | 635.6304 | Number of heat pumps (domestic and I&C)_Number of heat pumps (domestic and I&C)
HECKMONDWIKE | SKELTON GRANGE | NPgY | NG FES - Steady Progression | Number of heat pumps (domestic and I&C) | BSP | 173.7323 | 186.2574 | 194.0157 | 200.5926 | 211.7356 | 223.1099 | 234.4884 | 243.4215 | 254.7073 | 278.9829 | 303.0137 | 328.1735 | 356.7038 | 381.9258 | 457.5849 | 531.6697 | 605.6257 | 679.5432 | 753.3981 | 811.8536 | 871.3138 | 930.6817 | 989.7203 | 1047.9826 | 1110.9063 | 1174.2716 | 1237.6252 | 1300.9601 | 1364.2846 | 1434.8645 | 1506.0674 | 1576.7476 | 1647.9577 | 1719.1654 | Number of heat pumps (domestic and I&C)_Number of heat pumps (domestic and I&C)
HOLMFIELD | BRADFORD WEST | NPgY | NG FES - Steady Progression | Number of heat pumps (domestic and I&C) | BSP | 244.0964 | 262.7111 | 274.2526 | 285.0811 | 301.4784 | 318.1376 | 334.7898 | 349.826 | 366.4156 | 402.3441 | 439.0104 | 475.9174 | 516.2992 | 553.3125 | 662.9965 | 771.1336 | 879.2096 | 987.3647 | 1095.4924 | 1181.2173 | 1268.2181 | 1355.147 | 1441.7227 | 1527.3241 | 1619.5896 | 1712.2861 | 1804.9662 | 1897.6283 | 1990.2786 | 2093.5891 | 2197.5018 | 2300.7744 | 2404.7001 | 2508.6198 | Number of heat pumps (domestic and I&C)_Number of heat pumps (domestic and I&C)
HULL EAST 132/33KV | SALTEND NORTH | NPgY | NG FES - Steady Progression | Number of heat pumps (domestic and I&C) | BSP | 204.3221 | 219.9084 | 229.5723 | 240.3685 | 253.7871 | 267.1248 | 280.4567 | 294.8255 | 308.1995 | 337.8134 | 367.4059 | 396.6519 | 423.8763 | 453.0527 | 532.8057 | 613.7217 | 694.663 | 775.5285 | 856.3776 | 922.0384 | 986.7679 | 1051.5604 | 1116.5531 | 1182.2716 | 1251.6579 | 1320.914 | 1390.2254 | 1459.5248 | 1528.8434 | 1606.3671 | 1683.7355 | 1761.576 | 1838.9529 | 1916.3893 | Number of heat pumps (domestic and I&C)_Number of heat pumps (domestic and I&C)
HULL SOUTH | CREYKE BECK | NPgY | NG FES - Steady Progression | Number of heat pumps (domestic and I&C) | BSP | 284.2312 | 303.1866 | 314.911 | 325.5493 | 342.4059 | 359.4867 | 376.5637 | 391.5488 | 408.5484 | 445.4513 | 482.7297 | 520.4822 | 561.7307 | 599.5516 | 710.2759 | 819.2928 | 928.2908 | 1037.4246 | 1146.5795 | 1233.1178 | 1321.0499 | 1408.9027 | 1496.4213 | 1582.8599 | 1676.1513 | 1769.8072 | 1863.4273 | 1957.0478 | 2050.6558 | 2155.0189 | 2259.8728 | 2364.0067 | 2468.8797 | 2573.7223 | Number of heat pumps (domestic and I&C)_Number of heat pumps (domestic and I&C)
HULL WEST | CREYKE BECK | NPgY | NG FES - Steady Progression | Number of heat pumps (domestic and I&C) | BSP | 184.1912 | 198.3508 | 207.1312 | 217.0322 | 229.3497 | 241.6876 | 254.0183 | 266.9683 | 279.3231 | 306.4849 | 333.8047 | 360.9672 | 387.8012 | 414.9064 | 491.5135 | 568.4068 | 645.3479 | 722.2546 | 799.156 | 860.9846 | 922.7299 | 984.4756 | 1046.2036 | 1108.0535 | 1173.9573 | 1239.8523 | 1305.7842 | 1371.6928 | 1437.609 | 1511.2517 | 1584.9012 | 1658.5973 | 1732.2568 | 1805.9623 | Number of heat pumps (domestic and I&C)_Number of heat pumps (domestic and I&C)
HUMBERSTON | GRIMSBY WEST | NPgY | NG FES - Steady Progression | Number of heat pumps (domestic and I&C) | BSP | 107.4126 | 115.3828 | 120.3222 | 124.7955 | 131.8782 | 139.1159 | 146.3463 | 152.2685 | 159.4488 | 174.9155 | 190.2712 | 206.2894 | 224.3321 | 240.4206 | 288.6172 | 335.9066 | 383.1013 | 430.2628 | 477.3821 | 514.6997 | 552.6282 | 590.5019 | 628.1723 | 665.3625 | 705.4983 | 745.915 | 786.3209 | 826.719 | 867.1104 | 912.1294 | 957.5428 | 1002.6418 | 1048.0594 | 1093.4708 | Number of heat pumps (domestic and I&C)_Number of heat pumps (domestic and I&C)
HUNNINGLEY | WEST MELTON SECTION 3 | NPgY | NG FES - Steady Progression | Number of heat pumps (domestic and I&C) | BSP | 133.0094 | 143.5809 | 150.14 | 155.4152 | 164.7004 | 174.197 | 183.6787 | 190.6079 | 199.9931 | 220.1843 | 239.6949 | 260.637 | 284.7064 | 305.8607 | 370.1194 | 432.8026 | 495.2627 | 557.6236 | 619.8701 | 669.0939 | 719.1621 | 769.1552 | 818.8501 | 867.945 | 920.8542 | 974.149 | 1027.435 | 1080.7072 | 1133.9715 | 1193.3459 | 1253.2666 | 1312.8191 | 1372.7436 | 1432.666 | Number of heat pumps (domestic and I&C)_Number of heat pumps (domestic and I&C)
HUNSHELF | WEST MELTON SECTION 3 | NPgY | NG FES - Steady Progression | Number of heat pumps (domestic and I&C) | BSP | 158.2642 | 170.9601 | 178.8384 | 187.7682 | 198.4931 | 209.0518 | 219.5964 | 231.2934 | 241.886 | 265.5964 | 288.7127 | 311.6997 | 331.7992 | 354.7368 | 416.0534 | 478.7438 | 541.4299 | 603.9968 | 666.5443 | 717.8584 | 767.8693 | 817.9599 | 868.3642 | 919.7921 | 973.62 | 1027.1644 | 1080.76 | 1134.3604 | 1187.9842 | 1248.024 | 1307.6869 | 1368.0329 | 1427.7024 | 1487.4207 | Number of heat pumps (domestic and I&C)_Number of heat pumps (domestic and I&C)
IMMINGHAM | GRIMSBY WEST | NPgY | NG FES - Steady Progression | Number of heat pumps (domestic and I&C) | BSP | 88.9127 | 95.4735 | 99.539 | 105.7506 | 111.1739 | 116.3075 | 121.4425 | 129.75 | 135.0087 | 147.2415 | 159.7785 | 170.8828 | 176.9195 | 187.8002 | 211.5649 | 238.0007 | 264.6214 | 291.2316 | 317.9231 | 340.9201 | 362.0819 | 383.38 | 405.1902 | 428.347 | 451.737 | 474.6365 | 497.5875 | 520.5552 | 543.5502 | 569.4397 | 594.6558 | 620.7482 | 645.9693 | 671.2346 | Number of heat pumps (domestic and I&C)_Number of heat pumps (domestic and I&C)
KIRKHAW LANE | FERRYBRIDGE B | NPgY | NG FES - Steady Progression | Number of heat pumps (domestic and I&C) | BSP | 183.6631 | 198.5862 | 207.8484 | 218.7704 | 231.5592 | 244.2683 | 256.9633 | 271.6524 | 284.4239 | 312.7595 | 341.973 | 369.9529 | 396.2917 | 424.2856 | 502.0448 | 580.624 | 659.2973 | 738.0264 | 816.7716 | 880.3194 | 943.4673 | 1006.6793 | 1070.0336 | 1133.7817 | 1201.3779 | 1268.7493 | 1336.1522 | 1403.5539 | 1470.9689 | 1546.3363 | 1621.3963 | 1696.7276 | 1771.7995 | 1846.9046 | Number of heat pumps (domestic and I&C)_Number of heat pumps (domestic and I&C)
KIRKSTALL C 2/5 | KIRKSTALL B | NPgY | NG FES - Steady Progression | Number of heat pumps (domestic and I&C) | BSP | 94.232 | 98.5508 | 101.1986 | 103.9825 | 107.9293 | 111.8588 | 115.7762 | 119.9278 | 123.8567 | 132.5925 | 141.6723 | 150.3069 | 159.1288 | 167.77 | 191.3597 | 214.6925 | 238.1422 | 261.7549 | 285.4547 | 304.183 | 323.3838 | 342.5882 | 361.7738 | 380.6205 | 401.0759 | 421.417 | 441.7287 | 462.0636 | 482.3957 | 505.0644 | 527.5441 | 549.8036 | 572.2957 | 594.753 | Number of heat pumps (domestic and I&C)_Number of heat pumps (domestic and I&C)
KIRKSTALL C/RING ROAD HORSFORTH | KIRKSTALL B | NPgY | NG FES - Steady Progression | Number of heat pumps (domestic and I&C) | BSP | 394.6992 | 426.045 | 445.4931 | 462.6326 | 490.0233 | 517.8477 | 545.6453 | 569.8424 | 597.5026 | 657.5105 | 718.3158 | 779.9451 | 848.8434 | 910.7255 | 1097.8173 | 1281.2213 | 1464.5521 | 1648.2178 | 1831.9916 | 1977.1719 | 2125.5242 | 2273.684 | 2421.1679 | 2566.0739 | 2723.1452 | 2880.908 | 3038.5063 | 3196.1697 | 3353.7924 | 3529.3744 | 3705.8297 | 3880.6257 | 4057.1113 | 4233.4221 | Number of heat pumps (domestic and I&C)_Number of heat pumps (domestic and I&C)
LEEDS EAST | SKELTON GRANGE | NPgY | NG FES - Steady Progression | Number of heat pumps (domestic and I&C) | BSP | 270.3912 | 290.3628 | 302.739 | 313.83 | 331.1933 | 348.6788 | 366.1428 | 382.2088 | 399.6226 | 437.7195 | 476.4805 | 515.0171 | 557.1639 | 595.9366 | 711.5246 | 824.7358 | 938.1158 | 1051.8698 | 1165.712 | 1255.2747 | 1347.1653 | 1439.0049 | 1530.4307 | 1620.3652 | 1717.7889 | 1815.1695 | 1912.5025 | 2009.8367 | 2107.1537 | 2215.6755 | 2324.0919 | 2431.539 | 2539.9851 | 2648.3906 | Number of heat pumps (domestic and I&C)_Number of heat pumps (domestic and I&C)
LEEDS NORTH | SKELTON GRANGE | NPgY | NG FES - Steady Progression | Number of heat pumps (domestic and I&C) | BSP | 234.4377 | 249.7922 | 259.2859 | 266.7649 | 280.0938 | 293.436 | 306.7542 | 317.7326 | 330.9696 | 360.1371 | 388.3211 | 417.4718 | 449.2535 | 478.5139 | 565.1428 | 649.7403 | 734.5068 | 819.5934 | 904.8525 | 972.043 | 1041.1284 | 1110.1489 | 1178.9126 | 1246.3427 | 1319.6097 | 1392.734 | 1465.7551 | 1538.8384 | 1611.9041 | 1693.3241 | 1774.4591 | 1854.7311 | 1935.896 | 2016.9444 | Number of heat pumps (domestic and I&C)_Number of heat pumps (domestic and I&C)
LINDLEY | ELLAND | NPgY | NG FES - Steady Progression | Number of heat pumps (domestic and I&C) | BSP | 264.1037 | 283.0126 | 294.7237 | 305.9021 | 322.5352 | 339.3532 | 356.1475 | 371.1329 | 387.8608 | 424.3068 | 460.4199 | 497.4605 | 536.9617 | 574.1408 | 682.2032 | 789.0349 | 895.7357 | 1002.3967 | 1108.9979 | 1193.9777 | 1279.6988 | 1365.3667 | 1450.7981 | 1535.699 | 1626.7672 | 1718.1313 | 1809.4918 | 1900.8442 | 1992.1939 | 2094.1162 | 2196.4541 | 2298.4528 | 2400.8045 | 2503.159 | Number of heat pumps (domestic and I&C)_Number of heat pumps (domestic and I&C)
LOW ROAD | SKELTON GRANGE | NPgY | NG FES - Steady Progression | Number of heat pumps (domestic and I&C) | BSP | 198.7318 | 210.776 | 218.211 | 224.1962 | 234.8711 | 245.6081 | 256.3481 | 264.837 | 275.4968 | 298.7623 | 321.2015 | 344.692 | 370.3756 | 393.876 | 462.3543 | 529.3822 | 596.4714 | 663.647 | 730.8438 | 783.9925 | 838.2074 | 892.3653 | 946.29 | 999.5589 | 1057.0857 | 1114.6506 | 1172.2084 | 1229.7561 | 1287.2986 | 1351.4889 | 1415.7209 | 1479.4959 | 1543.7454 | 1607.9952 | Number of heat pumps (domestic and I&C)_Number of heat pumps (domestic and I&C)
MALLARD WAY | WEST MELTON / THORPE MARSH | NPgY | NG FES - Steady Progression | Number of heat pumps (domestic and I&C) | BSP | 105.739 | 112.5067 | 116.6893 | 120.7622 | 126.8407 | 133.0169 | 139.1846 | 144.9054 | 151.0563 | 164.3931 | 178.2065 | 191.8929 | 207.0745 | 220.8482 | 261.3068 | 300.9864 | 340.6775 | 380.45 | 420.2169 | 451.5171 | 483.5435 | 515.5487 | 547.3849 | 578.7426 | 612.6651 | 646.69 | 680.7115 | 714.7215 | 748.7268 | 786.6458 | 824.7054 | 862.454 | 900.522 | 938.5927 | Number of heat pumps (domestic and I&C)_Number of heat pumps (domestic and I&C)
MENSTON | BRADFORD WEST | NPgY | NG FES - Steady Progression | Number of heat pumps (domestic and I&C) | BSP | 199.7451 | 214.5966 | 223.8008 | 233.3606 | 246.2822 | 259.2576 | 272.2069 | 284.9339 | 297.8767 | 326.3236 | 354.7003 | 383.2507 | 412.5273 | 441.1883 | 523.4681 | 605.2955 | 687.0876 | 768.9092 | 850.7384 | 916.198 | 982.0342 | 1047.8656 | 1113.6348 | 1179.1301 | 1249.2234 | 1319.3581 | 1389.4704 | 1459.6048 | 1529.7394 | 1608.0125 | 1686.3243 | 1764.4859 | 1842.8112 | 1921.1096 | Number of heat pumps (domestic and I&C)_Number of heat pumps (domestic and I&C)
MOSS ROAD | GRIMSBY WEST | NPgY | NG FES - Steady Progression | Number of heat pumps (domestic and I&C) | BSP | 98.2622 | 103.8806 | 107.3446 | 110.5817 | 115.7119 | 120.9254 | 126.1432 | 130.6737 | 135.8661 | 147.0937 | 158.4678 | 170.029 | 182.6212 | 194.1568 | 227.1978 | 259.8559 | 292.4892 | 325.1456 | 357.8153 | 383.8365 | 410.1524 | 436.4354 | 462.6342 | 488.5261 | 516.4638 | 544.5835 | 572.6875 | 600.7968 | 628.9022 | 660.2231 | 691.7922 | 723.1489 | 754.7233 | 786.2821 | Number of heat pumps (domestic and I&C)_Number of heat pumps (domestic and I&C)
OSGODBY 1/2 | DRAX | NPgY | NG FES - Steady Progression | Number of heat pumps (domestic and I&C) | BSP | 0 | 0 | 0 | 0 | 0 | 0 | 0 | 0 | 0 | 0 | 0 | 0 | 0 | 0 | 0 | 0 | 0 | 0 | 0 | 0 | 0 | 0 | 0 | 0 | 0 | 0 | 0 | 0 | 0 | 0 | 0 | 0 | 0 | 0 | Number of heat pumps (domestic and I&C)_Number of heat pumps (domestic and I&C)
OSGODBY 3/4 | DRAX | NPgY | NG FES - Steady Progression | Number of heat pumps (domestic and I&C) | BSP | 269.7122 | 291.9315 | 305.7252 | 326.8157 | 345.3845 | 363.2773 | 381.1602 | 408.1304 | 426.3635 | 468.0935 | 511.1965 | 550.2413 | 579.5201 | 618.2396 | 717.075 | 820.1841 | 923.8452 | 1027.6089 | 1131.5464 | 1217.3625 | 1300.6013 | 1384.0894 | 1468.4509 | 1555.1386 | 1645.391 | 1734.1762 | 1823.0686 | 1911.9866 | 2000.9587 | 2100.7746 | 2198.5417 | 2297.813 | 2395.6084 | 2493.5019 | Number of heat pumps (domestic and I&C)_Number of heat pumps (domestic and I&C)
RODLEY | SKELTON GRANGE | NPgY | NG FES - Steady Progression | Number of heat pumps (domestic and I&C) | BSP | 279.0329 | 299.894 | 312.824 | 323.7337 | 342.2269 | 361.1597 | 380.059 | 394.6579 | 413.3936 | 453.7089 | 493.5332 | 535.4075 | 584.1696 | 626.4288 | 755.6027 | 881.2142 | 1006.5551 | 1131.9032 | 1257.1345 | 1355.5941 | 1456.5672 | 1557.377 | 1657.49 | 1755.7907 | 1862.3746 | 1969.6553 | 2076.8775 | 2184.0885 | 2291.2734 | 2410.6822 | 2531.0464 | 2650.2567 | 2770.637 | 2890.9693 | Number of heat pumps (domestic and I&C)_Number of heat pumps (domestic and I&C)
SAINT ANDREWS ROAD 132/33KV | SKELTON GRANGE | NPgY | NG FES - Steady Progression | Number of heat pumps (domestic and I&C) | BSP | 210.452 | 224.622 | 233.3881 | 241.4231 | 254.1691 | 267.2081 | 280.2294 | 291.1603 | 304.1017 | 331.9717 | 360.191 | 389.1176 | 422.1022 | 451.2074 | 538.2208 | 623.3188 | 708.2866 | 793.2999 | 878.2683 | 945.264 | 1013.7298 | 1082.1019 | 1150.069 | 1216.908 | 1289.2951 | 1362.1635 | 1434.9953 | 1507.8217 | 1580.6327 | 1661.7555 | 1743.5397 | 1824.5961 | 1906.3923 | 1988.1582 | Number of heat pumps (domestic and I&C)_Number of heat pumps (domestic and I&C)
SALTEND 132/33KV | SALTEND NORTH | NPgY | NG FES - Steady Progression | Number of heat pumps (domestic and I&C) | BSP | 0.65089 | 0.66071 | 0.66638 | 0.6787 | 0.69087 | 0.70296 | 0.71496 | 0.73005 | 0.74219 | 0.76938 | 0.79701 | 0.82336 | 0.84561 | 0.87177 | 0.91756 | 0.96567 | 1.014 | 1.0623 | 1.1108 | 1.1509 | 1.1896 | 1.2285 | 1.2677 | 1.3081 | 1.3502 | 1.3919 | 1.4337 | 1.4756 | 1.5175 | 1.5644 | 1.6109 | 1.6581 | 1.7047 | 1.7513 | Number of heat pumps (domestic and I&C)_Number of heat pumps (domestic and I&C)
SANTON | KEADBY | NPgY | NG FES - Steady Progression | Number of heat pumps (domestic and I&C) | BSP | 193.9073 | 208.6853 | 217.848 | 231.4947 | 243.8824 | 255.7965 | 267.704 | 285.5631 | 297.7013 | 325.5296 | 354.0873 | 380.0272 | 397.6954 | 423.3145 | 484.8302 | 550.6146 | 616.7313 | 682.846 | 749.0913 | 804.682 | 857.4839 | 910.5142 | 964.3436 | 1020.301 | 1077.9189 | 1134.6647 | 1191.4992 | 1248.3572 | 1305.2608 | 1369.157 | 1431.8523 | 1495.9352 | 1558.6435 | 1621.4306 | Number of heat pumps (domestic and I&C)_Number of heat pumps (domestic and I&C)
SCUNTHORPE NORTH | KEADBY | NPgY | NG FES - Steady Progression | Number of heat pumps (domestic and I&C) | BSP | 114.822 | 122.2001 | 126.7603 | 131.35 | 137.8352 | 144.3157 | 150.7927 | 157.0398 | 163.5104 | 177.7626 | 191.7837 | 205.9931 | 219.6165 | 233.7936 | 272.1575 | 310.9694 | 349.7368 | 388.4513 | 427.1581 | 458.6317 | 489.6356 | 520.6544 | 551.7653 | 583.1517 | 616.3493 | 649.5965 | 682.8536 | 716.1183 | 749.3905 | 786.5665 | 823.8178 | 861.2535 | 898.5088 | 935.7718 | Number of heat pumps (domestic and I&C)_Number of heat pumps (domestic and I&C)
SCUNTHORPE SOUTH | KEADBY | NPgY | NG FES - Steady Progression | Number of heat pumps (domestic and I&C) | BSP | 146.2311 | 158.4098 | 165.9716 | 173.2433 | 183.8287 | 194.5231 | 205.2271 | 214.8403 | 225.5027 | 248.6793 | 271.5799 | 295.1892 | 320.0727 | 343.6572 | 412.7955 | 481.4915 | 550.1021 | 618.6371 | 687.1381 | 741.9904 | 797.0555 | 852.0762 | 906.9781 | 961.6474 | 1020.1976 | 1079.0141 | 1137.8279 | 1196.6368 | 1255.4435 | 1321.0518 | 1387.0387 | 1452.8606 | 1518.852 | 1584.8442 | Number of heat pumps (domestic and I&C)_Number of heat pumps (domestic and I&C)
SILSDEN | BRADFORD WEST | NPgY | NG FES - Steady Progression | Number of heat pumps (domestic and I&C) | BSP | 349.1657 | 373.2993 | 388.2365 | 405.1549 | 426.1315 | 446.9917 | 467.8151 | 489.4027 | 510.2627 | 556.5163 | 601.6452 | 647.2294 | 691.5735 | 737.2098 | 864.1112 | 990.9942 | 1117.8534 | 1244.5789 | 1371.2543 | 1473.4672 | 1575.2079 | 1676.9777 | 1778.8684 | 1881.3877 | 1990.1436 | 2098.5429 | 2206.9986 | 2315.4501 | 2423.9249 | 2545.1968 | 2665.9819 | 2787.1776 | 2907.9866 | 3028.8559 | Number of heat pumps (domestic and I&C)_Number of heat pumps (domestic and I&C)
SOWERBY BRIDGE 132/33KV | ELLAND | NPgY | NG FES - Steady Progression | Number of heat pumps (domestic and I&C) | BSP | 221.8421 | 236.6069 | 245.7388 | 255.9106 | 268.7546 | 281.4923 | 294.2175 | 307.7668 | 320.5283 | 348.8762 | 376.9012 | 404.7541 | 430.9042 | 458.6943 | 534.131 | 610.2687 | 686.4707 | 762.6608 | 838.8819 | 900.6501 | 961.8049 | 1023.023 | 1084.4241 | 1146.3382 | 1211.8883 | 1277.2125 | 1342.5689 | 1407.931 | 1473.3095 | 1546.4108 | 1619.2014 | 1692.3266 | 1765.1318 | 1837.9686 | Number of heat pumps (domestic and I&C)_Number of heat pumps (domestic and I&C)
STAYGATE | SKELTON GRANGE | NPgY | NG FES - Steady Progression | Number of heat pumps (domestic and I&C) | BSP | 224.4624 | 240.9897 | 251.2309 | 259.7541 | 274.4372 | 289.4533 | 304.4651 | 315.8799 | 330.7552 | 362.7098 | 394.1213 | 427.3152 | 465.4709 | 498.8507 | 599.8073 | 698.3447 | 796.658 | 894.8938 | 993.0059 | 1070.4715 | 1149.4511 | 1228.3056 | 1306.6648 | 1383.9253 | 1467.4066 | 1551.4905 | 1635.5629 | 1719.6042 | 1803.6308 | 1897.2831 | 1991.7888 | 2085.5742 | 2180.0889 | 2274.6066 | Number of heat pumps (domestic and I&C)_Number of heat pumps (domestic and I&C)
THORNHILL 132KV | ELLAND | NPgY | NG FES - Steady Progression | Number of heat pumps (domestic and I&C) | BSP | 365.8145 | 391.63 | 407.6144 | 422.4991 | 445.3571 | 468.5446 | 491.7172 | 511.4787 | 534.5241 | 584.5029 | 633.7914 | 684.9335 | 740.5757 | 791.877 | 942.1964 | 1090.3843 | 1238.3269 | 1386.1547 | 1533.8666 | 1651.4485 | 1770.2619 | 1888.9571 | 2007.2228 | 2124.5523 | 2250.6121 | 2377.2822 | 2503.9412 | 2630.5832 | 2757.2168 | 2898.4577 | 3040.5592 | 3182.049 | 3324.1671 | 3466.285 | Number of heat pumps (domestic and I&C)_Number of heat pumps (domestic and I&C)
WAKEFIELD MONCKTON ROAD | WEST MELTON SECTION 3 | NPgY | NG FES - Steady Progression | Number of heat pumps (domestic and I&C) | BSP | 204.8337 | 218.993 | 227.7568 | 235.3433 | 247.8683 | 260.59 | 273.2897 | 283.5673 | 296.1774 | 323.5286 | 350.4419 | 378.472 | 410.2475 | 438.5168 | 523.3542 | 606.0171 | 688.5824 | 771.214 | 853.8055 | 918.8441 | 985.47 | 1052.0152 | 1118.177 | 1183.27 | 1253.7368 | 1324.4519 | 1395.1315 | 1465.8108 | 1536.4769 | 1615.2427 | 1694.3345 | 1772.7453 | 1851.8532 | 1930.9303 | Number of heat pumps (domestic and I&C)_Number of heat pumps (domestic and I&C)
WAKEFIELD NORTH | SKELTON GRANGE | NPgY | NG FES - Steady Progression | Number of heat pumps (domestic and I&C) | BSP | 302.1896 | 326.6021 | 341.7526 | 354.6798 | 376.191 | 398.2071 | 420.2049 | 437.5148 | 459.3324 | 506.2175 | 552.842 | 601.5802 | 658.0613 | 707.1504 | 857.7492 | 1004.4264 | 1150.8033 | 1297.132 | 1443.2869 | 1558.3717 | 1676.1003 | 1793.6361 | 1910.3761 | 2025.256 | 2149.5992 | 2274.7701 | 2399.9112 | 2525.0079 | 2650.0781 | 2789.4586 | 2930.0019 | 3069.3344 | 3209.8919 | 3350.4409 | Number of heat pumps (domestic and I&C)_Number of heat pumps (domestic and I&C)
WEST MELTON | WEST MELTON SECTION 3 | NPgY | NG FES - Steady Progression | Number of heat pumps (domestic and I&C) | BSP | 546.1817 | 590.8164 | 618.5222 | 642.013 | 680.5396 | 719.4715 | 758.3627 | 790.7819 | 829.4331 | 913.5771 | 995.8833 | 1081.429 | 1171.733 | 1257.7005 | 1508.0458 | 1756.3321 | 2003.9882 | 2251.2801 | 2498.2486 | 2696.1456 | 2894.2213 | 3092.202 | 3289.8624 | 3487.33 | 3697.9758 | 3909.5206 | 4121.1091 | 4332.664 | 4544.2273 | 4780.3774 | 5017.8409 | 5255.2594 | 5492.7343 | 5730.2683 | Number of heat pumps (domestic and I&C)_Number of heat pumps (domestic and I&C)
WHINMOOR | FERRYBRIDGE B | NPgY | NG FES - Steady Progression | Number of heat pumps (domestic and I&C) | BSP | 274.2745 | 296.5351 | 310.3512 | 323.1779 | 342.6001 | 362.3111 | 381.9996 | 399.9253 | 419.5454 | 462.1414 | 505.7258 | 549.3904 | 597.6466 | 641.5835 | 773.5494 | 903.1505 | 1032.6904 | 1162.4272 | 1292.158 | 1394.6513 | 1499.1745 | 1603.6077 | 1707.5745 | 1810.0642 | 1920.8017 | 2031.9304 | 2143.0043 | 2254.0804 | 2365.1366 | 2488.9382 | 2613.2579 | 2736.6392 | 2860.9782 | 2985.2682 | Number of heat pumps (domestic and I&C)_Number of heat pumps (domestic and I&C)
WOLD NEWTON | KEADBY | NPgY | NG FES - Steady Progression | Number of heat pumps (domestic and I&C) | BSP | 331.8831 | 357.5795 | 373.516 | 406.7992 | 427.7331 | 446.9731 | 466.2138 | 508.9206 | 529.0613 | 577.3815 | 630.4197 | 672.1828 | 687.6922 | 728.4664 | 810.9906 | 906.1103 | 1002.7234 | 1099.7957 | 1197.4798 | 1282.2917 | 1359.994 | 1438.4409 | 1519.3123 | 1605.9556 | 1692.8146 | 1776.2362 | 1859.8555 | 1943.5882 | 2027.444 | 2122.1547 | 2212.0383 | 2305.6919 | 2395.6234 | 2485.7094 | Number of heat pumps (domestic and I&C)_Number of heat pumps (domestic and I&C)
YARBOROUGH ROAD 132/33KV | GRIMSBY WEST | NPgY | NG FES - Steady Progression | Number of heat pumps (domestic and I&C) | BSP | 178.1832 | 192.0882 | 200.713 | 210.6992 | 222.7325 | 234.7294 | 246.7296 | 259.875 | 271.9194 | 298.4993 | 325.334 | 351.7362 | 376.8968 | 403.1503 | 476.2468 | 550.1635 | 624.179 | 698.168 | 772.1849 | 832.0102 | 891.4126 | 950.8385 | 1010.3515 | 1070.1834 | 1133.7384 | 1197.2261 | 1260.746 | 1324.2557 | 1387.7757 | 1458.762 | 1529.6683 | 1600.7516 | 1671.6673 | 1742.6198 | Number of heat pumps (domestic and I&C)_Number of heat pumps (domestic and I&C)

## TD_Gross peak demand
Bulk Supply Point Name | Grid Supply Point Connected to | Licence area | Scenario name | Output parameter_Unit | Substation Type in Forecasting Model | 2017 | 2018 | 2019 | 2020 | 2021 | 2022 | 2023 | 2024 | 2025 | 2026 | 2027 | 2028 | 2029 | 2030 | 2031 | 2032 | 2033 | 2034 | 2035 | 2036 | 2037 | 2038 | 2039 | 2040 | 2041 | 2042 | 2043 | 2044 | 2045 | 2046 | 2047 | 2048 | 2049 | 2050 | Output parameter_Output
ANNFIELD | STELLA SOUTH | NPgN | NG FES - Two Degrees | Total peak demand (MW) | BSP | 62.5172 | 66.362 | 65.6383 | 65.092 | 64.8894 | 64.7987 | 65.0286 | 65.3008 | 65.3185 | 65.9194 | 66.699 | 68.5199 | 69.9222 | 71.8561 | 74.0135 | 76.1737 | 78.8254 | 81.2986 | 83.8934 | 85.9705 | 87.8254 | 89.4006 | 90.962 | 92.2692 | 93.3577 | 94.1068 | 94.9808 | 95.8118 | 96.7116 | 97.5154 | 98.3383 | 99.0331 | 99.4833 | 99.8211 | Total peak demand (MW)_Total peak demand (MW)
BARRACK ROAD | STELLA NORTH | NPgN | NG FES - Two Degrees | Total peak demand (MW) | BSP | 76.8074 | 79.0382 | 78.0534 | 77.7872 | 77.6772 | 77.6519 | 78.0142 | 78.279 | 78.2615 | 78.5076 | 78.5659 | 79.1589 | 79.3768 | 79.8931 | 80.5914 | 81.034 | 82.049 | 82.7138 | 83.7034 | 84.2663 | 84.9296 | 85.409 | 86.0344 | 86.4299 | 87.1067 | 87.6657 | 88.2721 | 88.8676 | 89.4986 | 89.9781 | 90.7506 | 91.3539 | 91.6078 | 91.8556 | Total peak demand (MW)_Total peak demand (MW)
BLUCHER | STELLA NORTH | NPgN | NG FES - Two Degrees | Total peak demand (MW) | BSP | 55.2813 | 54.9667 | 54.2985 | 53.6588 | 53.3479 | 53.1848 | 53.269 | 53.4197 | 53.3041 | 53.6808 | 54.2262 | 55.7956 | 56.8981 | 58.4768 | 60.2047 | 61.9121 | 64.0045 | 65.9546 | 67.9817 | 69.5782 | 71.0087 | 72.2683 | 73.507 | 74.5151 | 75.3433 | 75.8387 | 76.4629 | 77.0509 | 77.7247 | 78.3534 | 78.9627 | 79.4929 | 79.8531 | 80.154 | Total peak demand (MW)_Total peak demand (MW)
BOWESFIELD | NORTON | NPgN | NG FES - Two Degrees | Total peak demand (MW) | BSP | 87.8157 | 88.0608 | 87.0372 | 86.1843 | 85.8283 | 85.6333 | 85.8696 | 86.1799 | 86.1078 | 86.8606 | 87.9153 | 90.4802 | 92.3913 | 95.0241 | 97.9127 | 100.7995 | 104.34 | 107.6321 | 111.0787 | 113.8035 | 116.2184 | 118.3063 | 120.3751 | 122.0808 | 123.4777 | 124.3749 | 125.4604 | 126.4883 | 127.6329 | 128.665 | 129.7088 | 130.5984 | 131.1762 | 131.6335 | Total peak demand (MW)_Total peak demand (MW)
CHIRTON GRANGE | TYNEMOUTH | NPgN | NG FES - Two Degrees | Total peak demand (MW) | BSP | 55.1806 | 54.9355 | 54.2677 | 53.6799 | 53.387 | 53.2374 | 53.3568 | 53.5505 | 53.5128 | 53.7508 | 54.1975 | 55.6496 | 56.7316 | 58.3239 | 60.1635 | 62.0413 | 64.3495 | 66.5285 | 68.7949 | 70.6699 | 72.3162 | 73.6833 | 75.0195 | 76.1428 | 77.1574 | 77.8698 | 78.6908 | 79.4702 | 80.3013 | 81.0789 | 81.8454 | 82.4954 | 82.9356 | 83.2472 | Total peak demand (MW)_Total peak demand (MW)
COALBURNS | STELLA SOUTH | NPgN | NG FES - Two Degrees | Total peak demand (MW) | BSP | 63.2038 | 63.3802 | 62.6688 | 62.2837 | 62.1963 | 62.1389 | 62.4169 | 62.6821 | 62.7048 | 63.4104 | 64.3191 | 66.0636 | 67.4116 | 69.145 | 70.9994 | 72.8119 | 75.1113 | 77.177 | 79.4135 | 81.0974 | 82.6015 | 83.8956 | 85.2246 | 86.2995 | 87.1771 | 87.76 | 88.4538 | 89.1162 | 89.8515 | 90.4596 | 91.1649 | 91.7462 | 92.0704 | 92.34 | Total peak demand (MW)_Total peak demand (MW)
DARLINGTON CENTRAL | NORTON | NPgN | NG FES - Two Degrees | Total peak demand (MW) | BSP | 42.2387 | 50.9376 | 50.4111 | 50.202 | 50.1199 | 50.088 | 50.2636 | 50.3996 | 50.3655 | 50.586 | 50.7468 | 51.2955 | 51.5909 | 52.0789 | 52.6465 | 53.0875 | 53.8318 | 54.3952 | 55.113 | 55.5621 | 56.0397 | 56.4325 | 56.8896 | 57.2056 | 57.5929 | 57.871 | 58.1938 | 58.5075 | 58.8571 | 59.1309 | 59.5315 | 59.8525 | 60.0002 | 60.1511 | Total peak demand (MW)_Total peak demand (MW)
DARLINGTON NORTH | NORTON | NPgN | NG FES - Two Degrees | Total peak demand (MW) | BSP | 64.8804 | 67.7425 | 66.9321 | 66.6096 | 66.4876 | 66.4536 | 66.7338 | 66.9528 | 66.9062 | 67.3203 | 67.6163 | 68.5071 | 68.999 | 69.7874 | 70.6861 | 71.3759 | 72.5291 | 73.4015 | 74.5107 | 75.192 | 75.9331 | 76.5544 | 77.2754 | 77.7756 | 78.3613 | 78.7741 | 79.2588 | 79.7297 | 80.2603 | 80.6719 | 81.2769 | 81.7634 | 81.9868 | 82.223 | Total peak demand (MW)_Total peak demand (MW)
DUNSTON | STELLA NORTH | NPgN | NG FES - Two Degrees | Total peak demand (MW) | BSP | 102.5719 | 103.2655 | 102.0276 | 101.2081 | 100.8533 | 100.7098 | 101.0823 | 101.51 | 101.536 | 102.2118 | 103.0801 | 105.4767 | 107.2592 | 109.846 | 112.8329 | 115.7823 | 119.5437 | 122.9925 | 126.6858 | 129.6349 | 132.2964 | 134.4916 | 136.6989 | 138.5241 | 140.2135 | 141.4422 | 142.8373 | 144.1704 | 145.5861 | 146.8461 | 148.2045 | 149.3346 | 150.0382 | 150.5574 | Total peak demand (MW)_Total peak demand (MW)
FLATWORTH | TYNEMOUTH | NPgN | NG FES - Two Degrees | Total peak demand (MW) | BSP | 36.7955 | 38.4397 | 37.9883 | 37.7233 | 37.606 | 37.5572 | 37.6934 | 37.8331 | 37.8274 | 38.036 | 38.2736 | 38.9945 | 39.4976 | 40.2528 | 41.1321 | 41.9666 | 43.0844 | 44.0767 | 45.1716 | 46.0143 | 46.7966 | 47.438 | 48.0997 | 48.6301 | 49.1549 | 49.5387 | 49.9747 | 50.3928 | 50.8398 | 51.2291 | 51.6774 | 52.0468 | 52.2633 | 52.4335 | Total peak demand (MW)_Total peak demand (MW)
GOSFORTH | TYNEMOUTH | NPgN | NG FES - Two Degrees | Total peak demand (MW) | BSP | 75.9952 | 76.1082 | 75.1823 | 74.6184 | 74.3735 | 74.285 | 74.5726 | 74.8824 | 74.8919 | 75.4005 | 75.9889 | 77.6236 | 78.8047 | 80.5346 | 82.5295 | 84.4528 | 86.9679 | 89.2324 | 91.6973 | 93.6192 | 95.3854 | 96.8424 | 98.3289 | 99.5372 | 100.6851 | 101.5196 | 102.4691 | 103.3783 | 104.3496 | 105.2011 | 106.1552 | 106.9451 | 107.4193 | 107.7848 | Total peak demand (MW)_Total peak demand (MW)
HARROGATE 132/33KV | KNARESBOROUGH | NPgN | NG FES - Two Degrees | Total peak demand (MW) | BSP | 56.9804 | 58.6706 | 57.9919 | 57.6549 | 57.5236 | 57.4906 | 57.7509 | 58.0104 | 58.065 | 58.3801 | 58.753 | 59.8425 | 60.6536 | 61.8668 | 63.3186 | 64.7325 | 66.614 | 68.3033 | 70.1616 | 71.6369 | 72.9822 | 74.0499 | 75.1463 | 76.047 | 76.9629 | 77.678 | 78.4623 | 79.2163 | 79.9964 | 80.6761 | 81.4574 | 82.0945 | 82.4692 | 82.7356 | Total peak demand (MW)_Total peak demand (MW)
HUSTHWAITE | KNARESBOROUGH | NPgN | NG FES - Two Degrees | Total peak demand (MW) | BSP | 23.9145 | 25.1203 | 24.8719 | 24.6678 | 24.6189 | 24.5694 | 24.648 | 24.7379 | 24.7268 | 25.06 | 25.5496 | 26.4555 | 27.1743 | 28.0682 | 28.9942 | 29.9389 | 31.0612 | 32.1086 | 33.1956 | 34.0376 | 34.7577 | 35.4018 | 36.0408 | 36.5696 | 36.9373 | 37.147 | 37.4167 | 37.6705 | 37.9657 | 38.2185 | 38.4733 | 38.6908 | 38.8257 | 38.938 | Total peak demand (MW)_Total peak demand (MW)
LEEMING BAR_SKEEBY | NORTON | NPgN | NG FES - Two Degrees | Total peak demand (MW) | BSP | 76.3009 | 76.3115 | 75.5627 | 74.6229 | 74.337 | 74.0521 | 74.1675 | 74.4007 | 74.2699 | 75.5069 | 77.55 | 81.3432 | 84.3876 | 88.1187 | 91.9089 | 95.8812 | 100.3905 | 104.7235 | 109.0776 | 112.5354 | 115.4159 | 118.064 | 120.6178 | 122.7676 | 124.0969 | 124.7402 | 125.6461 | 126.4846 | 127.5073 | 128.4303 | 129.2113 | 129.9123 | 130.4129 | 130.8282 | Total peak demand (MW)_Total peak demand (MW)
LINTON | BLYTH 132kV | NPgN | NG FES - Two Degrees | Total peak demand (MW) | BSP | 49.3472 | 51.2591 | 50.9227 | 50.6416 | 50.8113 | 50.843 | 51.2119 | 51.6046 | 51.8397 | 53.5025 | 55.7241 | 58.9767 | 61.8839 | 65.2567 | 68.6967 | 72.3464 | 76.446 | 80.3979 | 84.396 | 87.5988 | 90.2714 | 92.6563 | 94.9765 | 97.004 | 98.1961 | 98.9159 | 99.8056 | 100.642 | 101.5806 | 102.3505 | 103.0591 | 103.663 | 104.0591 | 104.3331 | Total peak demand (MW)_Total peak demand (MW)
MALTON GRID | OSBALDWICK | NPgN | NG FES - Two Degrees | Total peak demand (MW) | BSP | 75.6476 | 78.9615 | 78.167 | 77.6072 | 77.5147 | 77.4784 | 77.8561 | 78.2805 | 78.4198 | 79.6608 | 81.2866 | 84.207 | 86.6366 | 89.7023 | 92.988 | 96.3518 | 100.3424 | 104.1049 | 108.0067 | 111.1219 | 113.8362 | 116.1818 | 118.4977 | 120.4709 | 121.9173 | 122.8854 | 124.0273 | 125.1108 | 126.2927 | 127.3098 | 128.3363 | 129.201 | 129.7544 | 130.1597 | Total peak demand (MW)_Total peak demand (MW)
MELROSEGATE | OSBALDWICK | NPgN | NG FES - Two Degrees | Total peak demand (MW) | BSP | 126.358 | 133.0717 | 131.5834 | 130.6272 | 130.2519 | 130.1284 | 130.6363 | 131.1998 | 131.2674 | 132.2549 | 133.4786 | 136.5813 | 138.9298 | 142.2714 | 146.0945 | 149.8746 | 154.6624 | 159.0608 | 163.7607 | 167.5055 | 170.8843 | 173.6848 | 176.4986 | 178.8337 | 180.9417 | 182.4699 | 184.2075 | 185.8676 | 187.6332 | 189.1955 | 190.8771 | 192.2765 | 193.147 | 193.7904 | Total peak demand (MW)_Total peak demand (MW)
NORTH TEES | NORTON | NPgN | NG FES - Two Degrees | Total peak demand (MW) | BSP | 146.1317 | 150.575 | 148.7163 | 148.2837 | 148.1533 | 148.1832 | 148.9559 | 149.5244 | 149.5622 | 150.3288 | 150.6554 | 151.9423 | 152.5236 | 153.6645 | 155.13 | 156.0735 | 158.1179 | 159.4776 | 161.4691 | 162.5903 | 163.9389 | 164.9448 | 166.2377 | 167.0825 | 168.3827 | 169.4584 | 170.6257 | 171.7731 | 172.9927 | 173.8975 | 175.3744 | 176.5275 | 177.0066 | 177.4859 | Total peak demand (MW)_Total peak demand (MW)
POTTER HOUSE | SPENNYMOOR | NPgN | NG FES - Two Degrees | Total peak demand (MW) | BSP | 78.3874 | 80.5923 | 79.6717 | 79.1703 | 79.0147 | 78.9765 | 79.3524 | 79.7285 | 79.8129 | 80.5203 | 81.3128 | 83.1645 | 84.5799 | 86.575 | 88.8595 | 91.0849 | 93.9457 | 96.5422 | 99.3526 | 101.5592 | 103.5795 | 105.2462 | 106.9418 | 108.344 | 109.6173 | 110.5628 | 111.6264 | 112.6458 | 113.7242 | 114.6548 | 115.6969 | 116.5563 | 117.0715 | 117.4565 | Total peak demand (MW)_Total peak demand (MW)
RAVENSWORTH | STELLA SOUTH | NPgN | NG FES - Two Degrees | Total peak demand (MW) | BSP | 53.9928 | 57.096 | 56.4235 | 56.2481 | 56.2019 | 56.2222 | 56.526 | 56.7755 | 56.8416 | 57.1755 | 57.4041 | 58.0641 | 58.4907 | 59.182 | 60.0445 | 60.7696 | 61.9279 | 62.8525 | 63.9953 | 64.7971 | 65.6104 | 66.2291 | 66.9303 | 67.4615 | 68.1103 | 68.6515 | 69.2311 | 69.7959 | 70.379 | 70.8421 | 71.4889 | 72.0003 | 72.2493 | 72.4524 | Total peak demand (MW)_Total peak demand (MW)
SCARBOROUGH GRID | OSBALDWICK | NPgN | NG FES - Two Degrees | Total peak demand (MW) | BSP | 81.2651 | 84.9164 | 84.0109 | 83.4458 | 83.2882 | 83.2549 | 83.6659 | 84.123 | 84.2963 | 85.1235 | 86.2133 | 88.5986 | 90.5678 | 93.2574 | 96.3394 | 99.4921 | 103.3505 | 106.9792 | 110.7883 | 113.9222 | 116.6867 | 118.9551 | 121.1994 | 123.1255 | 124.7832 | 126.0319 | 127.4201 | 128.7462 | 130.1235 | 131.3428 | 132.6087 | 133.6593 | 134.3342 | 134.7838 | Total peak demand (MW)_Total peak demand (MW)
SEAL SANDS | SALTHOLME | NPgN | NG FES - Two Degrees | Total peak demand (MW) | BSP | 35.5586 | 36.4728 | 36.0133 | 36.0132 | 36.0367 | 36.0829 | 36.3196 | 36.4803 | 36.5325 | 36.6932 | 36.6836 | 36.7691 | 36.7418 | 36.8033 | 36.9534 | 36.9519 | 37.2336 | 37.3269 | 37.6084 | 37.7015 | 37.8877 | 37.9787 | 38.1634 | 38.2539 | 38.5369 | 38.8196 | 39.1023 | 39.3849 | 39.6671 | 39.857 | 40.2347 | 40.5181 | 40.6129 | 40.7071 | Total peak demand (MW)_Total peak demand (MW)
SPADEADAM 33KV | SPADEADAM | NPgN | NG FES - Two Degrees | Total peak demand (MW) | BSP | 1.2122 | 1.2037 | 1.2047 | 1.2 | 1.2167 | 1.218 | 1.2301 | 1.2436 | 1.2535 | 1.3642 | 1.5195 | 1.7108 | 1.8856 | 2.0661 | 2.2309 | 2.4088 | 2.5969 | 2.7794 | 2.9599 | 3.0965 | 3.2035 | 3.31 | 3.4134 | 3.5032 | 3.531 | 3.5337 | 3.5461 | 3.5567 | 3.5754 | 3.5853 | 3.5898 | 3.5949 | 3.5973 | 3.6013 | Total peak demand (MW)_Total peak demand (MW)
SPENNYMOOR 132/66KV | SPENNYMOOR | NPgN | NG FES - Two Degrees | Total peak demand (MW) | BSP | 100.2812 | 100.397 | 99.2676 | 98.4154 | 98.1499 | 97.9597 | 98.3136 | 98.6821 | 98.6308 | 99.5811 | 100.8477 | 103.746 | 105.9241 | 108.8956 | 112.149 | 115.373 | 119.3534 | 123.0278 | 126.9034 | 129.9339 | 132.6424 | 134.9842 | 137.3231 | 139.2487 | 140.8132 | 141.8325 | 143.0576 | 144.2205 | 145.5124 | 146.6517 | 147.8391 | 148.844 | 149.4777 | 149.9856 | Total peak demand (MW)_Total peak demand (MW)
TORONTO | SPENNYMOOR | NPgN | NG FES - Two Degrees | Total peak demand (MW) | BSP | 56.8877 | 56.8904 | 56.1997 | 55.7176 | 55.4995 | 55.3276 | 55.4244 | 55.5036 | 55.3131 | 55.5618 | 55.9362 | 57.0632 | 57.7201 | 58.665 | 59.6409 | 60.494 | 61.7062 | 62.7049 | 63.8499 | 64.5921 | 65.2941 | 65.9504 | 66.6596 | 67.1515 | 67.61 | 67.8213 | 68.1359 | 68.4337 | 68.8217 | 69.1459 | 69.5618 | 69.9126 | 70.0886 | 70.2994 | Total peak demand (MW)_Total peak demand (MW)
WORMALD GREEN 132/33KV | KNARESBOROUGH | NPgN | NG FES - Two Degrees | Total peak demand (MW) | BSP | 50.8257 | 53.7287 | 53.1238 | 52.8434 | 52.7528 | 52.6874 | 52.8835 | 53.0388 | 52.9884 | 53.3381 | 53.7247 | 54.6517 | 55.2512 | 56.092 | 57.0053 | 57.8062 | 58.9703 | 59.9239 | 61.0448 | 61.7974 | 62.5209 | 63.143 | 63.8286 | 64.3304 | 64.8278 | 65.1523 | 65.546 | 65.9255 | 66.3599 | 66.702 | 67.1718 | 67.5523 | 67.733 | 67.9158 | Total peak demand (MW)_Total peak demand (MW)
ATTERCLIFFE | WEST MELTON / THORPE MARSH | NPgY | NG FES - Two Degrees | Total peak demand (MW) | BSP | 44.7562 | 46.0724 | 45.5217 | 45.3185 | 45.2532 | 45.2487 | 45.4719 | 45.658 | 45.6746 | 45.9752 | 46.2077 | 46.8497 | 47.225 | 47.7954 | 48.4364 | 48.9109 | 49.6764 | 50.2197 | 50.9067 | 51.2979 | 51.7696 | 52.2092 | 52.7171 | 53.0756 | 53.5023 | 53.8149 | 54.1741 | 54.5235 | 54.9096 | 55.211 | 55.648 | 55.9984 | 56.1622 | 56.3264 | Total peak demand (MW)_Total peak demand (MW)
BARUGH 132/66KV | WEST MELTON SECTION 3 | NPgY | NG FES - Two Degrees | Total peak demand (MW) | BSP | 68.0392 | 70.8025 | 70.0626 | 69.6193 | 69.5447 | 69.6148 | 70.0639 | 70.5813 | 70.8789 | 71.8747 | 73.0608 | 75.3218 | 77.14 | 79.445 | 81.8731 | 84.1186 | 86.7183 | 88.9356 | 91.1808 | 92.8022 | 94.4619 | 96.1689 | 97.8731 | 99.3039 | 100.4981 | 101.3456 | 102.3194 | 103.248 | 104.2435 | 105.1156 | 106.0339 | 106.8026 | 107.2881 | 107.6493 | Total peak demand (MW)_Total peak demand (MW)
BEESTON ROYDS 132/33KV | KIRKSTALL B | NPgY | NG FES - Two Degrees | Total peak demand (MW) | BSP | 106.5267 | 108.4709 | 107.2162 | 106.8175 | 106.7754 | 106.9226 | 107.6518 | 108.3607 | 108.7329 | 109.9579 | 111.1099 | 113.3406 | 115.0369 | 117.2884 | 119.7696 | 121.8877 | 124.6877 | 126.8966 | 129.3678 | 131.0179 | 132.8287 | 134.5614 | 136.4096 | 137.8881 | 139.3631 | 140.5216 | 141.7949 | 143.0262 | 144.3172 | 145.3685 | 146.7001 | 147.773 | 148.3453 | 148.7992 | Total peak demand (MW)_Total peak demand (MW)
BEVERLEY 132/33KV | CREYKE BECK | NPgY | NG FES - Two Degrees | Total peak demand (MW) | BSP | 84.0233 | 87.5188 | 86.6576 | 85.9971 | 85.8735 | 85.9312 | 86.5034 | 87.2459 | 87.7602 | 89.0705 | 90.8548 | 94.246 | 97.0904 | 100.6563 | 104.4127 | 108.0169 | 111.9992 | 115.4826 | 118.8791 | 121.4519 | 123.9906 | 126.6359 | 129.2104 | 131.434 | 133.2538 | 134.5595 | 136.0437 | 137.4537 | 138.9382 | 140.2877 | 141.6017 | 142.7096 | 143.4606 | 143.9589 | Total peak demand (MW)_Total peak demand (MW)
BINGLEY 132/33KV | BRADFORD WEST | NPgY | NG FES - Two Degrees | Total peak demand (MW) | BSP | 53.5253 | 53.2541 | 52.6487 | 52.1039 | 51.8908 | 51.8303 | 52.0627 | 52.4144 | 52.5727 | 53.1539 | 54.0042 | 55.8858 | 57.3548 | 59.2623 | 61.2677 | 63.1607 | 65.2828 | 67.1199 | 68.9149 | 70.2469 | 71.5773 | 72.9923 | 74.371 | 75.5309 | 76.5091 | 77.1635 | 77.9363 | 78.6677 | 79.4623 | 80.2027 | 80.9161 | 81.5263 | 81.9445 | 82.2486 | Total peak demand (MW)_Total peak demand (MW)
BLACKBURN MEADOWS B | WEST MELTON / THORPE MARSH | NPgY | NG FES - Two Degrees | Total peak demand (MW) | BSP | 37.1195 | 37.5233 | 37.0597 | 36.9791 | 36.9737 | 37.0128 | 37.2471 | 37.4347 | 37.4991 | 37.7629 | 37.9204 | 38.3162 | 38.5468 | 38.9154 | 39.364 | 39.6667 | 40.2349 | 40.6074 | 41.1277 | 41.4139 | 41.7801 | 42.0865 | 42.4647 | 42.7291 | 43.0982 | 43.412 | 43.7471 | 44.0762 | 44.4194 | 44.6755 | 45.079 | 45.3939 | 45.5295 | 45.6548 | Total peak demand (MW)_Total peak demand (MW)
BLYTON | KEADBY | NPgY | NG FES - Two Degrees | Total peak demand (MW) | BSP | 49.3402 | 49.4856 | 49.0662 | 48.6373 | 48.6022 | 48.591 | 48.8593 | 49.1866 | 49.3315 | 50.161 | 51.3641 | 53.6293 | 55.4346 | 57.6684 | 59.9045 | 62.0719 | 64.4384 | 66.5398 | 68.5793 | 70.0761 | 71.4907 | 73.0259 | 74.5161 | 75.7715 | 76.647 | 77.1474 | 77.7891 | 78.3902 | 79.0828 | 79.7104 | 80.2827 | 80.7826 | 81.1286 | 81.3991 | Total peak demand (MW)_Total peak demand (MW)
BRADFORD | BRADFORD WEST | NPgY | NG FES - Two Degrees | Total peak demand (MW) | BSP | 81.6235 | 82.4 | 81.4679 | 80.9664 | 80.8494 | 80.9499 | 81.5267 | 82.2243 | 82.6953 | 83.7997 | 85.1158 | 87.6559 | 89.7652 | 92.4649 | 95.3931 | 98.1111 | 101.2658 | 103.9392 | 106.6455 | 108.65 | 110.7125 | 112.7914 | 114.8654 | 116.6338 | 118.225 | 119.4489 | 120.7977 | 122.0894 | 123.4239 | 124.6006 | 125.855 | 126.8912 | 127.5448 | 127.9857 | Total peak demand (MW)_Total peak demand (MW)
BRAMHAM | FERRYBRIDGE B | NPgY | NG FES - Two Degrees | Total peak demand (MW) | BSP | 65.6678 | 68.7699 | 68.0697 | 67.6767 | 67.6405 | 67.6768 | 68.0937 | 68.551 | 68.8 | 69.7448 | 70.8975 | 73.0454 | 74.7538 | 76.9097 | 79.1524 | 81.2349 | 83.6717 | 85.742 | 87.8636 | 89.3738 | 90.8845 | 92.4348 | 93.997 | 95.2939 | 96.3551 | 97.0879 | 97.9414 | 98.7554 | 99.6395 | 100.3959 | 101.2185 | 101.9027 | 102.3156 | 102.6323 | Total peak demand (MW)_Total peak demand (MW)
BRANSHOLME | CREYKE BECK | NPgY | NG FES - Two Degrees | Total peak demand (MW) | BSP | 47.3311 | 48.8121 | 48.2931 | 47.8868 | 47.7429 | 47.7208 | 47.9614 | 48.2818 | 48.4438 | 48.9174 | 49.5877 | 51.0894 | 52.2689 | 53.8148 | 55.4668 | 57.014 | 58.7811 | 60.2907 | 61.7861 | 62.8926 | 64.0091 | 65.1742 | 66.3193 | 67.2814 | 68.1416 | 68.7495 | 69.4475 | 70.1109 | 70.8171 | 71.4683 | 72.1227 | 72.6742 | 73.0395 | 73.2973 | Total peak demand (MW)_Total peak demand (MW)
BRIGHOUSE 132/33KV | ELLAND | NPgY | NG FES - Two Degrees | Total peak demand (MW) | BSP | 73.867 | 75.7751 | 74.9198 | 74.5512 | 74.4793 | 74.5723 | 75.0827 | 75.6422 | 75.9834 | 76.8716 | 77.8383 | 79.7409 | 81.2654 | 83.2527 | 85.4291 | 87.3871 | 89.7766 | 91.7439 | 93.8135 | 95.2891 | 96.8462 | 98.3836 | 99.957 | 101.2658 | 102.5058 | 103.471 | 104.5317 | 105.5515 | 106.6094 | 107.516 | 108.5527 | 109.3997 | 109.8997 | 110.2577 | Total peak demand (MW)_Total peak demand (MW)
DONCASTER B/THORPE MARSH | WEST MELTON / THORPE MARSH | NPgY | NG FES - Two Degrees | Total peak demand (MW) | BSP | 155.6514 | 161.5564 | 160.0674 | 159.2716 | 159.4165 | 159.7252 | 160.9944 | 162.3477 | 163.306 | 165.9331 | 169.1382 | 174.911 | 179.7465 | 185.76 | 192.1035 | 198.0778 | 204.8566 | 210.711 | 216.5703 | 220.8895 | 225.238 | 229.6952 | 234.1114 | 237.8867 | 240.9549 | 243.1861 | 245.7125 | 248.122 | 250.6673 | 252.8932 | 255.1952 | 257.1165 | 258.3477 | 259.2082 | Total peak demand (MW)_Total peak demand (MW)
DONCASTER CENTRAL | WEST MELTON / THORPE MARSH | NPgY | NG FES - Two Degrees | Total peak demand (MW) | BSP | 24.1636 | 24.2499 | 23.9982 | 23.8912 | 23.9062 | 23.9613 | 24.1638 | 24.3835 | 24.5437 | 24.9369 | 25.39 | 26.1948 | 26.8761 | 27.7289 | 28.6447 | 29.4975 | 30.4848 | 31.3259 | 32.1812 | 32.8108 | 33.4551 | 34.102 | 34.7498 | 35.3039 | 35.7794 | 36.1445 | 36.5472 | 36.9332 | 37.333 | 37.6777 | 38.0498 | 38.3562 | 38.5463 | 38.6756 | Total peak demand (MW)_Total peak demand (MW)
DRIFFIELD/BEVERLEY GROUP | CREYKE BECK | NPgY | NG FES - Two Degrees | Total peak demand (MW) | BSP | 110.4778 | 110.5908 | 109.5177 | 108.7055 | 108.6474 | 108.6676 | 109.3623 | 110.1855 | 110.6678 | 112.5472 | 115.0892 | 119.6905 | 123.4368 | 128.068 | 132.7809 | 137.2966 | 142.3331 | 146.7422 | 151.1041 | 154.2996 | 157.3829 | 160.6321 | 163.8288 | 166.5338 | 168.5499 | 169.8559 | 171.4227 | 172.9055 | 174.5408 | 175.9773 | 177.3996 | 178.6065 | 179.392 | 179.9757 | Total peak demand (MW)_Total peak demand (MW)
FEATHERSTONE | FERRYBRIDGE B | NPgY | NG FES - Two Degrees | Total peak demand (MW) | BSP | 83.0991 | 83.9427 | 82.9887 | 82.5762 | 82.5101 | 82.6066 | 83.1596 | 83.7415 | 84.0559 | 85.1103 | 86.2228 | 88.3666 | 90.0411 | 92.2132 | 94.5536 | 96.6362 | 99.2103 | 101.3219 | 103.5697 | 105.1304 | 106.7832 | 108.4237 | 110.117 | 111.5036 | 112.773 | 113.7241 | 114.7911 | 115.8167 | 116.9034 | 117.818 | 118.8859 | 119.7605 | 120.2636 | 120.6518 | Total peak demand (MW)_Total peak demand (MW)
GIRLINGTON | BRADFORD WEST | NPgY | NG FES - Two Degrees | Total peak demand (MW) | BSP | 52.3029 | 53.7819 | 53.1231 | 52.8648 | 52.7562 | 52.7276 | 52.9662 | 53.1758 | 53.1905 | 53.428 | 53.6035 | 54.2641 | 54.6263 | 55.2217 | 55.9174 | 56.427 | 57.2721 | 57.8576 | 58.6049 | 59.0347 | 59.5549 | 60.0333 | 60.588 | 60.9758 | 61.4945 | 61.8892 | 62.333 | 62.7645 | 63.2307 | 63.6076 | 64.1414 | 64.5683 | 64.7734 | 64.9644 | Total peak demand (MW)_Total peak demand (MW)
HALIFAX 132/33KV | ELLAND | NPgY | NG FES - Two Degrees | Total peak demand (MW) | BSP | 24.1638 | 24.1197 | 23.8609 | 23.6774 | 23.6291 | 23.6542 | 23.8257 | 24.0559 | 24.2237 | 24.5675 | 25.0319 | 25.9377 | 26.7086 | 27.6865 | 28.7415 | 29.7515 | 30.8731 | 31.848 | 32.7995 | 33.5319 | 34.2633 | 35.0154 | 35.7478 | 36.3858 | 36.9396 | 37.3598 | 37.8245 | 38.2675 | 38.7231 | 39.1382 | 39.5494 | 39.8929 | 40.1246 | 40.2707 | Total peak demand (MW)_Total peak demand (MW)
HECKMONDWIKE | SKELTON GRANGE | NPgY | NG FES - Two Degrees | Total peak demand (MW) | BSP | 49.1706 | 49.2156 | 48.6474 | 48.3047 | 48.1981 | 48.2154 | 48.5079 | 48.8609 | 49.0577 | 49.6254 | 50.3088 | 51.7304 | 52.8557 | 54.3224 | 55.9036 | 57.3519 | 59.0596 | 60.4936 | 61.9574 | 63.0167 | 64.1148 | 65.2322 | 66.3528 | 67.2888 | 68.1399 | 68.7679 | 69.4754 | 70.1517 | 70.865 | 71.4973 | 72.1758 | 72.7394 | 73.092 | 73.3464 | Total peak demand (MW)_Total peak demand (MW)
HOLMFIELD | BRADFORD WEST | NPgY | NG FES - Two Degrees | Total peak demand (MW) | BSP | 64.7864 | 65.3465 | 64.6298 | 63.9717 | 63.7433 | 63.7236 | 64.081 | 64.6198 | 64.9533 | 65.929 | 67.2708 | 69.9303 | 72.1184 | 74.8826 | 77.7839 | 80.5597 | 83.6031 | 86.2763 | 88.8567 | 90.8113 | 92.7536 | 94.8074 | 96.7931 | 98.5025 | 99.887 | 100.8466 | 101.9574 | 103.0093 | 104.1321 | 105.1732 | 106.1534 | 106.9911 | 107.5781 | 107.9805 | Total peak demand (MW)_Total peak demand (MW)
HULL EAST 132/33KV | SALTEND NORTH | NPgY | NG FES - Two Degrees | Total peak demand (MW) | BSP | 55.5182 | 55.9063 | 55.2187 | 54.9709 | 54.8806 | 54.8478 | 55.1015 | 55.3033 | 55.2989 | 55.5374 | 55.705 | 56.3602 | 56.6952 | 57.264 | 57.9265 | 58.3909 | 59.2183 | 59.7727 | 60.513 | 60.9162 | 61.411 | 61.8569 | 62.3918 | 62.7498 | 63.2521 | 63.6295 | 64.0575 | 64.4746 | 64.9308 | 65.2897 | 65.8263 | 66.2529 | 66.4454 | 66.6362 | Total peak demand (MW)_Total peak demand (MW)
HULL SOUTH | CREYKE BECK | NPgY | NG FES - Two Degrees | Total peak demand (MW) | BSP | 75.4805 | 77.1017 | 76.2711 | 75.8087 | 75.713 | 75.8111 | 76.3425 | 76.9762 | 77.392 | 78.41 | 79.6405 | 82.0307 | 84.0033 | 86.5277 | 89.2542 | 91.7911 | 94.7251 | 97.2183 | 99.7346 | 101.5975 | 103.5059 | 105.4394 | 107.3648 | 109.004 | 110.4625 | 111.5689 | 112.7964 | 113.9707 | 115.1904 | 116.2689 | 117.4095 | 118.3545 | 118.954 | 119.3623 | Total peak demand (MW)_Total peak demand (MW)
HULL WEST | CREYKE BECK | NPgY | NG FES - Two Degrees | Total peak demand (MW) | BSP | 61.5839 | 61.7188 | 61.0406 | 60.6802 | 60.6093 | 60.661 | 61.0622 | 61.5149 | 61.7818 | 62.4973 | 63.3675 | 65.1346 | 66.5485 | 68.3834 | 70.3616 | 72.1799 | 74.3315 | 76.135 | 77.9846 | 79.3239 | 80.7006 | 82.0907 | 83.4895 | 84.6593 | 85.7298 | 86.5308 | 87.4262 | 88.2833 | 89.1814 | 89.9711 | 90.8308 | 91.5406 | 91.9772 | 92.2866 | Total peak demand (MW)_Total peak demand (MW)
HUMBERSTON | GRIMSBY WEST | NPgY | NG FES - Two Degrees | Total peak demand (MW) | BSP | 39.0562 | 39.6735 | 39.217 | 39.075 | 39.0602 | 39.1216 | 39.4077 | 39.7031 | 39.894 | 40.2967 | 40.7098 | 41.5455 | 42.2185 | 43.1158 | 44.1283 | 45.021 | 46.157 | 47.0659 | 48.0508 | 48.7457 | 49.4931 | 50.2061 | 50.9497 | 51.564 | 52.206 | 52.7354 | 53.3013 | 53.8478 | 54.4022 | 54.8728 | 55.4376 | 55.892 | 56.149 | 56.326 | Total peak demand (MW)_Total peak demand (MW)
HUNNINGLEY | WEST MELTON SECTION 3 | NPgY | NG FES - Two Degrees | Total peak demand (MW) | BSP | 38.4178 | 40.0049 | 39.5708 | 39.4214 | 39.4255 | 39.5027 | 39.7935 | 40.0888 | 40.2687 | 40.8137 | 41.3662 | 42.368 | 43.1728 | 44.2031 | 45.3173 | 46.3067 | 47.5313 | 48.5356 | 49.6092 | 50.3561 | 51.1535 | 51.9358 | 52.7454 | 53.4139 | 54.0241 | 54.4951 | 55.0158 | 55.5171 | 56.0423 | 56.4793 | 56.9958 | 57.4165 | 57.6564 | 57.8374 | Total peak demand (MW)_Total peak demand (MW)
HUNSHELF | WEST MELTON SECTION 3 | NPgY | NG FES - Two Degrees | Total peak demand (MW) | BSP | 67.3883 | 67.8087 | 67.037 | 66.7633 | 66.7433 | 66.792 | 67.2196 | 67.6236 | 67.8174 | 68.5019 | 69.2233 | 70.6847 | 71.7787 | 73.2343 | 74.8091 | 76.1741 | 77.9585 | 79.3748 | 80.9446 | 81.9926 | 83.1091 | 84.1908 | 85.3393 | 86.2505 | 87.1532 | 87.8373 | 88.6013 | 89.3382 | 90.1198 | 90.7626 | 91.5691 | 92.2203 | 92.5671 | 92.8446 | Total peak demand (MW)_Total peak demand (MW)
IMMINGHAM | GRIMSBY WEST | NPgY | NG FES - Two Degrees | Total peak demand (MW) | BSP | 58.7434 | 61.3199 | 60.6004 | 60.4846 | 60.5014 | 60.5206 | 60.8616 | 61.0931 | 61.1294 | 61.5173 | 61.7445 | 62.3181 | 62.6026 | 63.0803 | 63.6454 | 63.9841 | 64.7512 | 65.2176 | 65.9417 | 66.2877 | 66.7396 | 67.0984 | 67.5845 | 67.8869 | 68.3487 | 68.7236 | 69.1351 | 69.5416 | 69.9817 | 70.284 | 70.8344 | 71.2583 | 71.4103 | 71.5815 | Total peak demand (MW)_Total peak demand (MW)
KIRKHAW LANE | FERRYBRIDGE B | NPgY | NG FES - Two Degrees | Total peak demand (MW) | BSP | 63.9911 | 66.6557 | 65.8461 | 65.6881 | 65.6439 | 65.6627 | 66.0189 | 66.2879 | 66.3429 | 66.599 | 66.6769 | 67.1444 | 67.3306 | 67.742 | 68.2975 | 68.6075 | 69.3745 | 69.8128 | 70.5156 | 70.8603 | 71.3398 | 71.7087 | 72.2068 | 72.5197 | 73.0982 | 73.6011 | 74.1332 | 74.6571 | 75.2001 | 75.609 | 76.281 | 76.8012 | 77.0157 | 77.2163 | Total peak demand (MW)_Total peak demand (MW)
KIRKSTALL C 2/5 | KIRKSTALL B | NPgY | NG FES - Two Degrees | Total peak demand (MW) | BSP | 54.4591 | 56.7735 | 56.0858 | 55.9737 | 55.9553 | 55.9932 | 56.3184 | 56.5685 | 56.6377 | 56.9307 | 57.0592 | 57.5029 | 57.7121 | 58.1102 | 58.6302 | 58.9382 | 59.6411 | 60.0601 | 60.7096 | 61.0403 | 61.487 | 61.8364 | 62.2985 | 62.6007 | 63.1035 | 63.5428 | 64.0066 | 64.4638 | 64.9375 | 65.2861 | 65.8644 | 66.3115 | 66.4937 | 66.6651 | Total peak demand (MW)_Total peak demand (MW)
KIRKSTALL C/RING ROAD HORSFORTH | KIRKSTALL B | NPgY | NG FES - Two Degrees | Total peak demand (MW) | BSP | 86.8584 | 86.6579 | 85.7379 | 84.8525 | 84.5552 | 84.5559 | 85.0405 | 85.7683 | 86.2042 | 87.535 | 89.3717 | 93.0261 | 96.0289 | 99.8203 | 103.7903 | 107.5963 | 111.7473 | 115.405 | 118.9187 | 121.5849 | 124.2295 | 127.0395 | 129.7471 | 132.0793 | 133.9531 | 135.2362 | 136.7303 | 138.1432 | 139.6568 | 141.0709 | 142.3822 | 143.5078 | 144.3072 | 144.8564 | Total peak demand (MW)_Total peak demand (MW)
LEEDS EAST | SKELTON GRANGE | NPgY | NG FES - Two Degrees | Total peak demand (MW) | BSP | 80.6107 | 89.8836 | 88.9654 | 88.4209 | 88.2544 | 88.2763 | 88.7308 | 89.26 | 89.5082 | 90.4474 | 91.5405 | 93.7932 | 95.5293 | 97.7965 | 100.2152 | 102.41 | 105.0399 | 107.2328 | 109.5022 | 111.1062 | 112.7682 | 114.4628 | 116.1786 | 117.5885 | 118.8528 | 119.7553 | 120.7906 | 121.7802 | 122.8429 | 123.771 | 124.7911 | 125.6386 | 126.1536 | 126.548 | Total peak demand (MW)_Total peak demand (MW)
LEEDS NORTH | SKELTON GRANGE | NPgY | NG FES - Two Degrees | Total peak demand (MW) | BSP | 71.6516 | 74.1283 | 73.324 | 72.7785 | 72.6094 | 72.6507 | 73.1116 | 73.7222 | 74.132 | 75.0206 | 76.208 | 78.6242 | 80.6334 | 83.2154 | 86.0045 | 88.6399 | 91.6202 | 94.1796 | 96.7078 | 98.6203 | 100.5512 | 102.53 | 104.4716 | 106.1404 | 107.6354 | 108.7637 | 110.0157 | 111.2102 | 112.445 | 113.5693 | 114.7085 | 115.6581 | 116.2855 | 116.6945 | Total peak demand (MW)_Total peak demand (MW)
LINDLEY | ELLAND | NPgY | NG FES - Two Degrees | Total peak demand (MW) | BSP | 74.924 | 79.3474 | 78.4943 | 77.9341 | 77.7584 | 77.7521 | 78.1618 | 78.6636 | 78.9157 | 79.7325 | 80.7798 | 83.0122 | 84.7525 | 87.0239 | 89.4461 | 91.677 | 94.2899 | 96.4947 | 98.732 | 100.349 | 102.0043 | 103.7087 | 105.4118 | 106.8278 | 108.0894 | 108.9883 | 110.0186 | 111.0013 | 112.0514 | 112.9885 | 113.9787 | 114.8063 | 115.3289 | 115.714 | Total peak demand (MW)_Total peak demand (MW)
LOW ROAD | SKELTON GRANGE | NPgY | NG FES - Two Degrees | Total peak demand (MW) | BSP | 85.7253 | 94.7111 | 93.6324 | 93.3555 | 93.2689 | 93.2822 | 93.7378 | 94.0938 | 94.1441 | 94.5764 | 94.8034 | 95.6417 | 96.0487 | 96.7801 | 97.6809 | 98.2548 | 99.4229 | 100.1576 | 101.2222 | 101.7761 | 102.5013 | 103.1102 | 103.8794 | 104.386 | 105.1611 | 105.7929 | 106.4825 | 107.1591 | 107.8795 | 108.4238 | 109.2897 | 109.9681 | 110.2571 | 110.5405 | Total peak demand (MW)_Total peak demand (MW)
MALLARD WAY | WEST MELTON / THORPE MARSH | NPgY | NG FES - Two Degrees | Total peak demand (MW) | BSP | 31.3461 | 97.147 | 96.7954 | 96.6399 | 96.6106 | 96.6482 | 96.8568 | 97.0801 | 97.2039 | 97.5558 | 97.9425 | 98.7289 | 99.3454 | 100.1564 | 101.0424 | 101.8369 | 102.8127 | 103.6133 | 104.4583 | 105.0559 | 105.6854 | 106.3094 | 106.9494 | 107.4771 | 107.9799 | 108.3647 | 108.7912 | 109.2011 | 109.6297 | 109.9976 | 110.4197 | 110.7651 | 110.968 | 111.1167 | Total peak demand (MW)_Total peak demand (MW)
MENSTON | BRADFORD WEST | NPgY | NG FES - Two Degrees | Total peak demand (MW) | BSP | 56.2277 | 56.2534 | 55.6321 | 55.2467 | 55.1568 | 55.1842 | 55.5263 | 55.9314 | 56.1534 | 56.8906 | 57.8017 | 59.5975 | 61.027 | 62.8569 | 64.7891 | 66.5785 | 68.6591 | 70.4265 | 72.2186 | 73.5138 | 74.8305 | 76.1842 | 77.5368 | 78.6678 | 79.6359 | 80.3236 | 81.1128 | 81.8655 | 82.671 | 83.3806 | 84.1311 | 84.7579 | 85.1516 | 85.4418 | Total peak demand (MW)_Total peak demand (MW)
MOSS ROAD | GRIMSBY WEST | NPgY | NG FES - Two Degrees | Total peak demand (MW) | BSP | 34.7719 | 34.9856 | 34.5978 | 34.4718 | 34.4761 | 34.5581 | 34.8454 | 35.157 | 35.3833 | 35.843 | 36.346 | 37.2774 | 38.0669 | 39.0819 | 40.2086 | 41.2376 | 42.4742 | 43.4996 | 44.5686 | 45.3529 | 46.1741 | 46.9741 | 47.7878 | 48.4805 | 49.1441 | 49.6869 | 50.2682 | 50.828 | 51.3942 | 51.8798 | 52.4313 | 52.8785 | 53.1452 | 53.3198 | Total peak demand (MW)_Total peak demand (MW)
OSGODBY 1/2 | DRAX | NPgY | NG FES - Two Degrees | Total peak demand (MW) | BSP | 1.1692 | 1.1874 | 1.1723 | 1.1723 | 1.173 | 1.1745 | 1.1823 | 1.1876 | 1.1892 | 1.1945 | 1.1941 | 1.1968 | 1.1958 | 1.1977 | 1.2025 | 1.2022 | 1.2113 | 1.2142 | 1.2232 | 1.2261 | 1.2321 | 1.2349 | 1.2409 | 1.2438 | 1.253 | 1.2622 | 1.2714 | 1.2806 | 1.2898 | 1.296 | 1.3084 | 1.3177 | 1.3208 | 1.3238 | Total peak demand (MW)_Total peak demand (MW)
OSGODBY 3/4 | DRAX | NPgY | NG FES - Two Degrees | Total peak demand (MW) | BSP | 53.7379 | 54.2355 | 53.6881 | 53.3082 | 53.2819 | 53.2862 | 53.6036 | 53.9596 | 54.1301 | 55.0915 | 56.2811 | 58.3805 | 60.0474 | 62.1007 | 64.1638 | 66.1085 | 68.3265 | 70.25 | 72.1928 | 73.5647 | 74.8997 | 76.307 | 77.7124 | 78.8764 | 79.7089 | 80.2127 | 80.8418 | 81.4368 | 82.1171 | 82.6939 | 83.2923 | 83.8004 | 84.1132 | 84.3747 | Total peak demand (MW)_Total peak demand (MW)
RODLEY | SKELTON GRANGE | NPgY | NG FES - Two Degrees | Total peak demand (MW) | BSP | 73.2605 | 75.5978 | 74.7663 | 74.2075 | 74.0284 | 74.052 | 74.4771 | 75.0155 | 75.3115 | 76.1788 | 77.2723 | 79.5606 | 81.3803 | 83.741 | 86.2695 | 88.6117 | 91.3189 | 93.6196 | 95.9301 | 97.6237 | 99.3614 | 101.1521 | 102.9288 | 104.423 | 105.746 | 106.7032 | 107.7912 | 108.8286 | 109.9277 | 110.9166 | 111.9409 | 112.7988 | 113.353 | 113.7496 | Total peak demand (MW)_Total peak demand (MW)
SAINT ANDREWS ROAD 132/33KV | SKELTON GRANGE | NPgY | NG FES - Two Degrees | Total peak demand (MW) | BSP | 66.343 | 70.5458 | 69.7199 | 69.3965 | 69.2744 | 69.252 | 69.5635 | 69.8312 | 69.8431 | 70.2657 | 70.5914 | 71.5296 | 72.0693 | 72.9003 | 73.8346 | 74.5254 | 75.6444 | 76.4353 | 77.4359 | 78.0034 | 78.6862 | 79.3236 | 80.0605 | 80.5766 | 81.2047 | 81.6622 | 82.1892 | 82.7012 | 83.2678 | 83.7144 | 84.3587 | 84.8756 | 85.118 | 85.3602 | Total peak demand (MW)_Total peak demand (MW)
SALTEND 132/33KV | SALTEND NORTH | NPgY | NG FES - Two Degrees | Total peak demand (MW) | BSP | 4.3498 | 4.4616 | 4.3685 | 4.3686 | 4.3736 | 4.3833 | 4.4317 | 4.4647 | 4.4758 | 4.5093 | 4.5086 | 4.5275 | 4.5234 | 4.5375 | 4.5695 | 4.5707 | 4.6293 | 4.6494 | 4.7076 | 4.7273 | 4.766 | 4.7857 | 4.8243 | 4.8438 | 4.9017 | 4.9595 | 5.0172 | 5.075 | 5.1327 | 5.1715 | 5.2484 | 5.3061 | 5.3255 | 5.3447 | Total peak demand (MW)_Total peak demand (MW)
SANTON | KEADBY | NPgY | NG FES - Two Degrees | Total peak demand (MW) | BSP | 59.6383 | 61.7555 | 61.0638 | 60.7971 | 60.7683 | 60.7391 | 61.0374 | 61.2686 | 61.2821 | 61.84 | 62.3851 | 63.5297 | 64.274 | 65.2875 | 66.3377 | 67.1893 | 68.4239 | 69.3605 | 70.4796 | 71.1366 | 71.8475 | 72.5384 | 73.3163 | 73.8761 | 74.412 | 74.7538 | 75.1755 | 75.5831 | 76.0589 | 76.4144 | 76.9372 | 77.3582 | 77.5435 | 77.7497 | Total peak demand (MW)_Total peak demand (MW)
SCUNTHORPE NORTH | KEADBY | NPgY | NG FES - Two Degrees | Total peak demand (MW) | BSP | 120.1947 | 124.1514 | 122.6222 | 122.5081 | 122.5481 | 122.6742 | 123.4446 | 123.995 | 124.1659 | 124.8073 | 124.9777 | 125.6584 | 125.8845 | 126.4671 | 127.3261 | 127.6913 | 128.9716 | 129.6191 | 130.84 | 131.3767 | 132.2008 | 132.7603 | 133.6039 | 134.108 | 135.1352 | 136.0868 | 137.0682 | 138.042 | 139.0372 | 139.734 | 141.0019 | 141.9678 | 142.3242 | 142.6731 | Total peak demand (MW)_Total peak demand (MW)
SCUNTHORPE SOUTH | KEADBY | NPgY | NG FES - Two Degrees | Total peak demand (MW) | BSP | 20.483 | 21.0463 | 20.8251 | 20.713 | 20.6999 | 20.7488 | 20.9308 | 21.1612 | 21.3566 | 21.6513 | 22.0401 | 22.7722 | 23.4304 | 24.2633 | 25.1842 | 26.0666 | 27.0517 | 27.9018 | 28.7355 | 29.3886 | 30.0473 | 30.7065 | 31.3502 | 31.92 | 32.4466 | 32.8775 | 33.3365 | 33.7761 | 34.2132 | 34.6096 | 35.0133 | 35.3452 | 35.5651 | 35.6912 | Total peak demand (MW)_Total peak demand (MW)
SILSDEN | BRADFORD WEST | NPgY | NG FES - Two Degrees | Total peak demand (MW) | BSP | 78.0078 | 79.7023 | 78.9067 | 78.2539 | 78.1304 | 78.2165 | 78.785 | 79.5713 | 80.1572 | 81.5357 | 83.4791 | 87.0506 | 90.1165 | 93.9179 | 97.8964 | 101.7568 | 105.9436 | 109.6473 | 113.2101 | 115.9553 | 118.6394 | 121.445 | 124.1511 | 126.5199 | 128.4161 | 129.7878 | 131.3381 | 132.8094 | 134.3465 | 135.7552 | 137.0855 | 138.2107 | 138.9954 | 139.4935 | Total peak demand (MW)_Total peak demand (MW)
SOWERBY BRIDGE 132/33KV | ELLAND | NPgY | NG FES - Two Degrees | Total peak demand (MW) | BSP | 71.957 | 72.9622 | 72.1632 | 71.5463 | 71.3461 | 71.2995 | 71.6619 | 72.1456 | 72.3892 | 73.1943 | 74.3609 | 76.8116 | 78.745 | 81.2381 | 83.8484 | 86.3062 | 89.1007 | 91.502 | 93.8849 | 95.6388 | 97.382 | 99.2077 | 101.0054 | 102.5148 | 103.7989 | 104.6817 | 105.7095 | 106.6855 | 107.7368 | 108.6922 | 109.653 | 110.4639 | 110.9959 | 111.3794 | Total peak demand (MW)_Total peak demand (MW)
STAYGATE | SKELTON GRANGE | NPgY | NG FES - Two Degrees | Total peak demand (MW) | BSP | 84.8634 | 87.5953 | 86.5819 | 86.1901 | 86.1074 | 86.1933 | 86.7503 | 87.3266 | 87.6394 | 88.5785 | 89.5226 | 91.4215 | 92.8832 | 94.8223 | 96.9573 | 98.8171 | 101.198 | 103.1067 | 105.1871 | 106.6134 | 108.1566 | 109.6564 | 111.2278 | 112.5021 | 113.758 | 114.7365 | 115.8142 | 116.8537 | 117.9406 | 118.8494 | 119.9496 | 120.8423 | 121.341 | 121.7218 | Total peak demand (MW)_Total peak demand (MW)
THORNHILL 132KV | ELLAND | NPgY | NG FES - Two Degrees | Total peak demand (MW) | BSP | 99.8935 | 100.9252 | 99.7959 | 99.1845 | 99.0495 | 99.1415 | 99.8028 | 100.5703 | 101.0373 | 102.3132 | 103.8241 | 106.801 | 109.2042 | 112.2977 | 115.6262 | 118.6862 | 122.2868 | 125.318 | 128.4182 | 130.6686 | 132.9916 | 135.3405 | 137.7003 | 139.6831 | 141.4588 | 142.7879 | 144.2742 | 145.6968 | 147.1886 | 148.495 | 149.9093 | 151.0794 | 151.804 | 152.3194 | Total peak demand (MW)_Total peak demand (MW)
WAKEFIELD MONCKTON ROAD | WEST MELTON SECTION 3 | NPgY | NG FES - Two Degrees | Total peak demand (MW) | BSP | 51.3609 | 52.3749 | 51.7918 | 51.5502 | 51.5183 | 51.5949 | 51.9534 | 52.3345 | 52.5549 | 53.2104 | 53.9092 | 55.2502 | 56.3152 | 57.6947 | 59.1903 | 60.5298 | 62.1721 | 63.5239 | 64.9536 | 65.96 | 67.0227 | 68.0746 | 69.1554 | 70.0486 | 70.8745 | 71.5054 | 72.2057 | 72.879 | 73.5848 | 74.183 | 74.8741 | 75.4394 | 75.7687 | 76.0134 | Total peak demand (MW)_Total peak demand (MW)
WAKEFIELD NORTH | SKELTON GRANGE | NPgY | NG FES - Two Degrees | Total peak demand (MW) | BSP | 74.8521 | 78.123 | 77.2761 | 76.7984 | 76.6729 | 76.7217 | 77.1639 | 77.657 | 77.884 | 78.8008 | 79.8262 | 81.9096 | 83.5091 | 85.5914 | 87.8071 | 89.7991 | 92.2012 | 94.1997 | 96.2797 | 97.7344 | 99.2617 | 100.8176 | 102.399 | 103.6938 | 104.8407 | 105.6543 | 106.5921 | 107.4887 | 108.4571 | 109.2962 | 110.2262 | 110.9999 | 111.4673 | 111.8355 | Total peak demand (MW)_Total peak demand (MW)
WEST MELTON | WEST MELTON SECTION 3 | NPgY | NG FES - Two Degrees | Total peak demand (MW) | BSP | 118.4337 | 119.1565 | 117.8941 | 117.0352 | 116.8517 | 116.9044 | 117.6144 | 118.4421 | 118.8733 | 120.4312 | 122.3659 | 126.2611 | 129.3356 | 133.2735 | 137.423 | 141.2681 | 145.7035 | 149.4915 | 153.3032 | 156.0574 | 158.8652 | 161.7834 | 164.684 | 167.1075 | 169.1388 | 170.5421 | 172.1764 | 173.7314 | 175.4142 | 176.912 | 178.4593 | 179.7632 | 180.6012 | 181.2324 | Total peak demand (MW)_Total peak demand (MW)
WHINMOOR | FERRYBRIDGE B | NPgY | NG FES - Two Degrees | Total peak demand (MW) | BSP | 69.1181 | 80.3684 | 79.6129 | 79.0234 | 78.8427 | 78.8582 | 79.2565 | 79.7875 | 80.0855 | 81.0863 | 82.363 | 84.878 | 86.908 | 89.487 | 92.1966 | 94.7459 | 97.617 | 100.1013 | 102.5541 | 104.3651 | 106.189 | 108.098 | 109.9715 | 111.5595 | 112.8692 | 113.7775 | 114.8309 | 115.8311 | 116.9056 | 117.8795 | 118.8452 | 119.6634 | 120.2097 | 120.6028 | Total peak demand (MW)_Total peak demand (MW)
WOLD NEWTON | KEADBY | NPgY | NG FES - Two Degrees | Total peak demand (MW) | BSP | 51.997 | 52.4775 | 51.9171 | 51.6623 | 51.6241 | 51.6304 | 51.9204 | 52.1982 | 52.3005 | 52.7222 | 53.2373 | 54.405 | 55.2554 | 56.4065 | 57.6427 | 58.7394 | 60.1378 | 61.261 | 62.4767 | 63.3009 | 64.15 | 64.9938 | 65.8755 | 66.5722 | 67.2639 | 67.763 | 68.3328 | 68.8797 | 69.4674 | 69.9683 | 70.5691 | 71.0587 | 71.3294 | 71.5441 | Total peak demand (MW)_Total peak demand (MW)
YARBOROUGH ROAD 132/33KV | GRIMSBY WEST | NPgY | NG FES - Two Degrees | Total peak demand (MW) | BSP | 58.8648 | 61.0548 | 60.3915 | 59.9703 | 59.8497 | 59.853 | 60.196 | 60.6122 | 60.8483 | 61.4985 | 62.3374 | 64.1036 | 65.5071 | 67.3331 | 69.2933 | 71.1102 | 73.2287 | 75.0187 | 76.8297 | 78.1519 | 79.499 | 80.8777 | 82.2523 | 83.4041 | 84.4439 | 85.2037 | 86.0625 | 86.8824 | 87.7474 | 88.521 | 89.3379 | 90.0177 | 90.4475 | 90.7521 | Total peak demand (MW)_Total peak demand (MW)

## TD_Gross peak demand with CF
Bulk Supply Point Name | Grid Supply Point Connected to | Licence area | Scenario name | Output parameter_Unit | Substation Type in Forecasting Model | 2017 | 2018 | 2019 | 2020 | 2021 | 2022 | 2023 | 2024 | 2025 | 2026 | 2027 | 2028 | 2029 | 2030 | 2031 | 2032 | 2033 | 2034 | 2035 | 2036 | 2037 | 2038 | 2039 | 2040 | 2041 | 2042 | 2043 | 2044 | 2045 | 2046 | 2047 | 2048 | 2049 | 2050 | Output parameter_Output
ANNFIELD | STELLA SOUTH | NPgN | NG FES - Two Degrees | Total peak demand with CF (MW) | BSP | 62.5171 | 65.8662 | 64.9564 | 64.2132 | 63.8616 | 63.9437 | 63.9316 | 63.9595 | 63.4655 | 63.5182 | 64.0466 | 65.1901 | 66.6858 | 68.1016 | 69.8575 | 71.3393 | 72.9682 | 74.4757 | 75.6869 | 76.5753 | 77.1849 | 77.2562 | 77.9528 | 78.4749 | 78.8466 | 79.3034 | 79.6746 | 80.1878 | 80.421 | 80.6564 | 80.9769 | 81.208 | 81.2756 | 81.1987 | Total peak demand with CF (MW)_Total peak demand with CF (MW)
BARRACK ROAD | STELLA NORTH | NPgN | NG FES - Two Degrees | Total peak demand with CF (MW) | BSP | 76.8077 | 78.8232 | 77.7571 | 77.4061 | 77.2011 | 77.2026 | 77.442 | 77.6543 | 77.4825 | 77.4358 | 77.4567 | 77.7632 | 78.002 | 78.3023 | 78.914 | 79.3253 | 80.2224 | 80.8368 | 81.6145 | 82.0429 | 82.5252 | 82.6479 | 83.168 | 83.4704 | 84.023 | 84.6319 | 85.1876 | 85.8127 | 86.3006 | 86.6777 | 87.3611 | 87.877 | 88.0862 | 88.2444 | Total peak demand with CF (MW)_Total peak demand with CF (MW)
BLUCHER | STELLA NORTH | NPgN | NG FES - Two Degrees | Total peak demand with CF (MW) | BSP | 55.2812 | 54.4347 | 53.5674 | 52.7186 | 52.2621 | 52.3105 | 52.1675 | 52.1018 | 51.5307 | 51.4239 | 51.7812 | 52.7203 | 54.0293 | 55.1946 | 56.6884 | 57.9128 | 59.2354 | 60.5102 | 61.4561 | 62.1742 | 62.6848 | 62.7032 | 63.3264 | 63.768 | 64.0377 | 64.4037 | 64.6654 | 65.078 | 65.1944 | 65.3536 | 65.5644 | 65.7138 | 65.7942 | 65.7733 | Total peak demand with CF (MW)_Total peak demand with CF (MW)
BOWESFIELD | NORTON | NPgN | NG FES - Two Degrees | Total peak demand with CF (MW) | BSP | 87.8156 | 87.3147 | 86.0114 | 84.8638 | 84.2934 | 84.3765 | 84.272 | 84.2493 | 83.4772 | 83.4806 | 84.2182 | 85.8341 | 87.9629 | 89.9203 | 92.3539 | 94.4082 | 96.6605 | 98.778 | 100.4534 | 101.6978 | 102.5605 | 102.6734 | 103.6857 | 104.4293 | 104.9185 | 105.5282 | 106.0049 | 106.6948 | 106.9704 | 107.2689 | 107.6776 | 107.9725 | 108.0845 | 108.0165 | Total peak demand with CF (MW)_Total peak demand with CF (MW)
CHIRTON GRANGE | TYNEMOUTH | NPgN | NG FES - Two Degrees | Total peak demand with CF (MW) | BSP | 55.1804 | 54.4334 | 53.5774 | 52.7913 | 52.3562 | 52.398 | 52.2918 | 52.2653 | 51.7639 | 51.5036 | 51.7287 | 52.5261 | 53.7259 | 54.8161 | 56.274 | 57.4736 | 58.7589 | 59.9729 | 60.8532 | 61.5384 | 61.9386 | 61.7953 | 62.2682 | 62.6075 | 62.907 | 63.3341 | 63.6565 | 64.1247 | 64.2908 | 64.502 | 64.7702 | 64.9598 | 65.0201 | 64.9176 | Total peak demand with CF (MW)_Total peak demand with CF (MW)
COALBURNS | STELLA SOUTH | NPgN | NG FES - Two Degrees | Total peak demand with CF (MW) | BSP | 63.2035 | 63.0072 | 62.1554 | 61.6203 | 61.4181 | 61.4829 | 61.5584 | 61.5881 | 61.1359 | 61.3763 | 62.0431 | 63.2538 | 64.6789 | 66.0401 | 67.6189 | 68.9524 | 70.5299 | 71.9284 | 73.1971 | 74.071 | 74.7411 | 75.0103 | 75.7753 | 76.341 | 76.7472 | 77.1703 | 77.5477 | 78.0287 | 78.3245 | 78.5614 | 78.9458 | 79.2301 | 79.3186 | 79.3244 | Total peak demand with CF (MW)_Total peak demand with CF (MW)
DARLINGTON CENTRAL | NORTON | NPgN | NG FES - Two Degrees | Total peak demand with CF (MW) | BSP | 42.2388 | 50.7619 | 50.1694 | 49.8912 | 49.7448 | 49.7575 | 49.8491 | 49.9436 | 49.7983 | 49.8324 | 49.9682 | 50.31 | 50.6574 | 51.0048 | 51.5302 | 51.9325 | 52.5712 | 53.0819 | 53.6209 | 53.9568 | 54.2952 | 54.4123 | 54.7924 | 55.0393 | 55.3336 | 55.6574 | 55.9453 | 56.2871 | 56.528 | 56.7226 | 57.0592 | 57.3157 | 57.4331 | 57.521 | Total peak demand with CF (MW)_Total peak demand with CF (MW)
DARLINGTON NORTH | NORTON | NPgN | NG FES - Two Degrees | Total peak demand with CF (MW) | BSP | 64.8806 | 67.4754 | 66.5645 | 66.1364 | 65.9152 | 65.9436 | 66.0808 | 66.1963 | 65.9075 | 65.9947 | 66.2144 | 66.7763 | 67.3581 | 67.9505 | 68.8047 | 69.463 | 70.4904 | 71.3171 | 72.1964 | 72.7415 | 73.3028 | 73.5342 | 74.1585 | 74.5737 | 75.0337 | 75.5284 | 75.9738 | 76.4988 | 76.8782 | 77.1805 | 77.6985 | 78.0954 | 78.2784 | 78.4218 | Total peak demand with CF (MW)_Total peak demand with CF (MW)
DUNSTON | STELLA NORTH | NPgN | NG FES - Two Degrees | Total peak demand with CF (MW) | BSP | 102.5718 | 102.5453 | 101.0371 | 99.9354 | 99.3687 | 99.4939 | 99.5701 | 99.7925 | 99.3398 | 99.3743 | 100.0356 | 101.5243 | 103.4364 | 105.251 | 107.6514 | 109.6274 | 111.9107 | 113.9679 | 115.647 | 116.8624 | 117.6893 | 117.6544 | 118.5879 | 119.2554 | 119.8908 | 120.693 | 121.3508 | 122.2239 | 122.6585 | 123.0896 | 123.7109 | 124.1625 | 124.3049 | 124.2074 | Total peak demand with CF (MW)_Total peak demand with CF (MW)
FLATWORTH | TYNEMOUTH | NPgN | NG FES - Two Degrees | Total peak demand with CF (MW) | BSP | 36.7955 | 38.2145 | 37.6784 | 37.3241 | 37.1346 | 37.1568 | 37.1793 | 37.2129 | 36.9788 | 36.9266 | 37.0583 | 37.4724 | 38.0173 | 38.542 | 39.254 | 39.8235 | 40.53 | 41.142 | 41.6701 | 42.0312 | 42.3033 | 42.3071 | 42.6147 | 42.822 | 43.0438 | 43.3145 | 43.5398 | 43.8302 | 43.9881 | 44.1317 | 44.3626 | 44.5295 | 44.5841 | 44.5766 | Total peak demand with CF (MW)_Total peak demand with CF (MW)
GOSFORTH | TYNEMOUTH | NPgN | NG FES - Two Degrees | Total peak demand with CF (MW) | BSP | 75.995 | 75.6202 | 74.5108 | 73.7525 | 73.3536 | 73.4212 | 73.4554 | 73.505 | 72.9705 | 72.8943 | 73.2153 | 74.1644 | 75.4281 | 76.6447 | 78.2493 | 79.5376 | 81.0871 | 82.4481 | 83.6019 | 84.4052 | 84.999 | 85.024 | 85.6987 | 86.1695 | 86.6369 | 87.2051 | 87.6803 | 88.2957 | 88.6288 | 88.9373 | 89.4119 | 89.7579 | 89.8719 | 89.8444 | Total peak demand with CF (MW)_Total peak demand with CF (MW)
HARROGATE 132/33KV | KNARESBOROUGH | NPgN | NG FES - Two Degrees | Total peak demand with CF (MW) | BSP | 56.9801 | 58.3533 | 57.5549 | 57.0902 | 56.8563 | 56.9214 | 57.0096 | 57.0866 | 56.7634 | 56.6766 | 56.8445 | 57.4514 | 58.2711 | 59.0853 | 60.189 | 61.0511 | 62.1246 | 63.0315 | 63.8224 | 64.3653 | 64.7419 | 64.6991 | 65.1187 | 65.4093 | 65.7867 | 66.2458 | 66.6431 | 67.1333 | 67.4307 | 67.6978 | 68.1093 | 68.4113 | 68.4971 | 68.4571 | Total peak demand with CF (MW)_Total peak demand with CF (MW)
HUSTHWAITE | KNARESBOROUGH | NPgN | NG FES - Two Degrees | Total peak demand with CF (MW) | BSP | 23.9145 | 24.9219 | 24.5992 | 24.3179 | 24.2152 | 24.2483 | 24.2553 | 24.3021 | 24.1876 | 24.3774 | 24.8324 | 25.5152 | 26.2981 | 27.0164 | 27.8333 | 28.5703 | 29.3673 | 30.1235 | 30.7596 | 31.2291 | 31.554 | 31.6836 | 32.0581 | 32.3466 | 32.4876 | 32.6375 | 32.7608 | 32.9425 | 33.0203 | 33.0934 | 33.1936 | 33.2666 | 33.2896 | 33.2687 | Total peak demand with CF (MW)_Total peak demand with CF (MW)
LEEMING BAR_SKEEBY | NORTON | NPgN | NG FES - Two Degrees | Total peak demand with CF (MW) | BSP | 76.3009 | 75.4286 | 74.35 | 73.0694 | 72.5694 | 72.6988 | 72.5489 | 72.6594 | 72.2097 | 72.9682 | 74.9487 | 77.8465 | 81.2615 | 84.3036 | 87.7136 | 90.8334 | 93.9959 | 97.1384 | 99.6065 | 101.5196 | 102.7634 | 103.229 | 104.6957 | 105.8524 | 106.2321 | 106.6608 | 106.9639 | 107.5258 | 107.6236 | 107.7823 | 107.9148 | 108.0033 | 108.0395 | 107.8972 | Total peak demand with CF (MW)_Total peak demand with CF (MW)
LINTON | BLYTH 132kV | NPgN | NG FES - Two Degrees | Total peak demand with CF (MW) | BSP | 49.3464 | 50.8426 | 50.3484 | 49.898 | 49.9346 | 50.0973 | 50.2354 | 50.3687 | 50.0761 | 51.1959 | 53.103 | 55.6757 | 58.5378 | 61.3004 | 64.1486 | 66.8575 | 69.6175 | 72.2379 | 74.5007 | 76.1592 | 77.2419 | 77.8941 | 79.0942 | 80.115 | 80.4478 | 80.697 | 80.9511 | 81.3205 | 81.5146 | 81.6428 | 81.7702 | 81.8555 | 81.7833 | 81.5764 | Total peak demand with CF (MW)_Total peak demand with CF (MW)
MALTON GRID | OSBALDWICK | NPgN | NG FES - Two Degrees | Total peak demand with CF (MW) | BSP | 75.6473 | 78.3847 | 77.373 | 76.5828 | 76.3132 | 76.4715 | 76.5556 | 76.6727 | 76.173 | 76.7384 | 78.0293 | 80.1159 | 82.6038 | 84.9932 | 87.71 | 90.1377 | 92.7436 | 95.1705 | 97.2286 | 98.7337 | 99.7585 | 100.1399 | 101.2765 | 102.1903 | 102.701 | 103.2455 | 103.7264 | 104.3724 | 104.7168 | 105.0217 | 105.4117 | 105.6994 | 105.7511 | 105.61 | Total peak demand with CF (MW)_Total peak demand with CF (MW)
MELROSEGATE | OSBALDWICK | NPgN | NG FES - Two Degrees | Total peak demand with CF (MW) | BSP | 126.3577 | 132.1961 | 130.3783 | 129.0727 | 128.4229 | 128.5856 | 128.6453 | 128.7545 | 127.8701 | 127.8284 | 128.5721 | 130.4323 | 132.8975 | 135.265 | 138.3096 | 140.8231 | 143.712 | 146.3081 | 148.4555 | 149.9984 | 151.0681 | 151.1142 | 152.3235 | 153.2083 | 154.0056 | 154.9821 | 155.7997 | 156.8709 | 157.4331 | 157.9719 | 158.7443 | 159.3099 | 159.4823 | 159.3653 | Total peak demand with CF (MW)_Total peak demand with CF (MW)
NORTH TEES | NORTON | NPgN | NG FES - Two Degrees | Total peak demand with CF (MW) | BSP | 146.132 | 150.2156 | 148.2216 | 147.6482 | 147.3783 | 147.4867 | 148.0821 | 148.5787 | 148.4037 | 148.767 | 149.0496 | 149.8958 | 150.5505 | 151.365 | 152.7067 | 153.5535 | 155.3541 | 156.578 | 158.1662 | 159.0206 | 160.0433 | 160.4438 | 161.549 | 162.2251 | 163.3123 | 164.4639 | 165.5408 | 166.7302 | 167.7082 | 168.4367 | 169.7659 | 170.7736 | 171.1784 | 171.5162 | Total peak demand with CF (MW)_Total peak demand with CF (MW)
POTTER HOUSE | SPENNYMOOR | NPgN | NG FES - Two Degrees | Total peak demand with CF (MW) | BSP | 78.3874 | 80.1223 | 79.0247 | 78.3359 | 78.024 | 78.1248 | 78.2524 | 78.394 | 77.9743 | 78.1007 | 78.6391 | 79.8043 | 81.2478 | 82.678 | 84.4964 | 86.013 | 87.8086 | 89.3844 | 90.7586 | 91.7109 | 92.4039 | 92.5036 | 93.2649 | 93.8218 | 94.3346 | 94.9337 | 95.4522 | 96.1077 | 96.4894 | 96.8254 | 97.3317 | 97.7014 | 97.8003 | 97.7379 | Total peak demand with CF (MW)_Total peak demand with CF (MW)
RAVENSWORTH | STELLA SOUTH | NPgN | NG FES - Two Degrees | Total peak demand with CF (MW) | BSP | 53.9929 | 56.935 | 56.2014 | 55.9603 | 55.8422 | 55.8769 | 56.0624 | 56.1972 | 56.0147 | 56.0493 | 56.149 | 56.5226 | 56.9153 | 57.3726 | 58.0408 | 58.5383 | 59.3445 | 59.936 | 60.6 | 60.9851 | 61.3491 | 61.4322 | 61.8149 | 62.0593 | 62.4458 | 62.8672 | 63.2584 | 63.6975 | 64.0388 | 64.2973 | 64.7553 | 65.095 | 65.1998 | 65.2454 | Total peak demand with CF (MW)_Total peak demand with CF (MW)
SCARBOROUGH GRID | OSBALDWICK | NPgN | NG FES - Two Degrees | Total peak demand with CF (MW) | BSP | 81.2648 | 84.3437 | 83.2221 | 82.4271 | 82.084 | 82.2276 | 82.3302 | 82.4661 | 81.9679 | 82.0669 | 82.7823 | 84.2768 | 86.2236 | 88.1319 | 90.4943 | 92.5246 | 94.7508 | 96.7687 | 98.4273 | 99.6456 | 100.4026 | 100.4232 | 101.2451 | 101.8925 | 102.4431 | 103.1125 | 103.6894 | 104.4343 | 104.8377 | 105.2207 | 105.7267 | 106.0944 | 106.1566 | 105.9621 | Total peak demand with CF (MW)_Total peak demand with CF (MW)
SEAL SANDS | SALTHOLME | NPgN | NG FES - Two Degrees | Total peak demand with CF (MW) | BSP | 35.5586 | 36.4728 | 36.0128 | 36.0106 | 36.0154 | 36.027 | 36.2247 | 36.3352 | 36.2839 | 36.3283 | 36.2578 | 36.2804 | 36.2051 | 36.2209 | 36.3268 | 36.3228 | 36.5962 | 36.6842 | 36.9567 | 37.0441 | 37.223 | 37.3087 | 37.4872 | 37.5734 | 37.8495 | 38.1256 | 38.4018 | 38.6779 | 38.9539 | 39.1391 | 39.5091 | 39.7866 | 39.8786 | 39.9699 | Total peak demand with CF (MW)_Total peak demand with CF (MW)
SPADEADAM 33KV | SPADEADAM | NPgN | NG FES - Two Degrees | Total peak demand with CF (MW) | BSP | 1.2121 | 1.1906 | 1.1867 | 1.1767 | 1.1898 | 1.1964 | 1.2026 | 1.2103 | 1.2081 | 1.306 | 1.4552 | 1.629 | 1.8065 | 1.973 | 2.1265 | 2.2842 | 2.4424 | 2.5961 | 2.7364 | 2.8382 | 2.9088 | 2.9722 | 3.0504 | 3.1175 | 3.1253 | 3.1197 | 3.1183 | 3.1202 | 3.1211 | 3.1159 | 3.1071 | 3.1001 | 3.092 | 3.0843 | Total peak demand with CF (MW)_Total peak demand with CF (MW)
SPENNYMOOR 132/66KV | SPENNYMOOR | NPgN | NG FES - Two Degrees | Total peak demand with CF (MW) | BSP | 100.2812 | 99.6148 | 98.1923 | 97.0352 | 96.5513 | 96.6744 | 96.7322 | 96.9122 | 96.4129 | 96.7515 | 97.8558 | 99.8445 | 102.2479 | 104.4931 | 107.2616 | 109.6141 | 112.2393 | 114.6781 | 116.6753 | 118.1273 | 119.1644 | 119.3724 | 120.5684 | 121.4476 | 122.0272 | 122.7219 | 123.2787 | 124.0651 | 124.4089 | 124.751 | 125.2421 | 125.5954 | 125.7173 | 125.6497 | Total peak demand with CF (MW)_Total peak demand with CF (MW)
TORONTO | SPENNYMOOR | NPgN | NG FES - Two Degrees | Total peak demand with CF (MW) | BSP | 56.8879 | 56.496 | 55.6581 | 55.0261 | 54.7037 | 54.7069 | 54.7052 | 54.8202 | 54.64 | 54.74 | 55.2158 | 56.0296 | 56.9163 | 57.6632 | 58.6768 | 59.5101 | 60.5878 | 61.5803 | 62.4525 | 63.0711 | 63.614 | 63.7919 | 64.45 | 64.888 | 65.2202 | 65.6069 | 65.9109 | 66.3362 | 66.5402 | 66.7384 | 67.07 | 67.3239 | 67.4862 | 67.6145 | Total peak demand with CF (MW)_Total peak demand with CF (MW)
WORMALD GREEN 132/33KV | KNARESBOROUGH | NPgN | NG FES - Two Degrees | Total peak demand with CF (MW) | BSP | 50.8263 | 53.4813 | 52.7837 | 52.4064 | 52.2344 | 52.2432 | 52.315 | 52.3602 | 52.0645 | 52.1348 | 52.4514 | 53.1065 | 53.8435 | 54.5599 | 55.4884 | 56.304 | 57.3993 | 58.3445 | 59.2946 | 59.9315 | 60.4585 | 60.6734 | 61.2311 | 61.6277 | 61.9921 | 62.38 | 62.7296 | 63.1519 | 63.4409 | 63.6754 | 64.0553 | 64.3443 | 64.4583 | 64.5091 | Total peak demand with CF (MW)_Total peak demand with CF (MW)
ATTERCLIFFE | WEST MELTON / THORPE MARSH | NPgY | NG FES - Two Degrees | Total peak demand with CF (MW) | BSP | 44.7564 | 45.8905 | 45.2712 | 44.9968 | 44.8656 | 44.9092 | 45.0483 | 45.1986 | 45.1116 | 45.2239 | 45.4304 | 45.8504 | 46.2636 | 46.6659 | 47.2378 | 47.6433 | 48.2737 | 48.7504 | 49.2509 | 49.5368 | 49.8662 | 50.0014 | 50.4149 | 50.688 | 51.0082 | 51.3597 | 51.6741 | 52.0449 | 52.3105 | 52.5232 | 52.8876 | 53.1662 | 53.2936 | 53.389 | Total peak demand with CF (MW)_Total peak demand with CF (MW)
BARUGH 132/66KV | WEST MELTON SECTION 3 | NPgY | NG FES - Two Degrees | Total peak demand with CF (MW) | BSP | 68.0393 | 70.3178 | 69.3951 | 68.7603 | 68.5388 | 68.7839 | 69.0219 | 69.3822 | 69.3178 | 69.8337 | 70.8135 | 72.3784 | 74.1836 | 75.8448 | 77.7324 | 79.1801 | 80.686 | 81.9653 | 82.9389 | 83.5519 | 84.0467 | 84.1649 | 84.9369 | 85.5204 | 85.9513 | 86.4629 | 86.8926 | 87.4657 | 87.7564 | 88.0292 | 88.411 | 88.6874 | 88.7583 | 88.6721 | Total peak demand with CF (MW)_Total peak demand with CF (MW)
BEESTON ROYDS 132/33KV | KIRKSTALL B | NPgY | NG FES - Two Degrees | Total peak demand with CF (MW) | BSP | 106.5269 | 108.0413 | 106.6237 | 106.0516 | 105.8388 | 106.0655 | 106.5226 | 106.9809 | 106.7998 | 107.3404 | 108.1784 | 109.6592 | 111.2445 | 112.8278 | 114.7273 | 116.1316 | 117.9364 | 119.2853 | 120.5921 | 121.305 | 122.0171 | 122.2723 | 123.2301 | 123.9026 | 124.6474 | 125.4583 | 126.2002 | 127.0684 | 127.6864 | 128.1635 | 128.9683 | 129.5602 | 129.7228 | 129.7375 | Total peak demand with CF (MW)_Total peak demand with CF (MW)
BEVERLEY 132/33KV | CREYKE BECK | NPgY | NG FES - Two Degrees | Total peak demand with CF (MW) | BSP | 84.0221 | 86.7847 | 85.6457 | 84.6867 | 84.3295 | 84.619 | 84.7792 | 85.0513 | 84.6084 | 84.9219 | 86.086 | 88.2011 | 90.8917 | 93.3273 | 96.0375 | 98.0918 | 100.0215 | 101.6977 | 102.7875 | 103.5165 | 103.9889 | 103.9617 | 104.8749 | 105.5968 | 106.1042 | 106.7539 | 107.2821 | 108.021 | 108.3373 | 108.6821 | 109.098 | 109.3946 | 109.4436 | 109.2166 | Total peak demand with CF (MW)_Total peak demand with CF (MW)
BINGLEY 132/33KV | BRADFORD WEST | NPgY | NG FES - Two Degrees | Total peak demand with CF (MW) | BSP | 53.5251 | 52.7412 | 51.9431 | 51.1949 | 50.836 | 50.9706 | 50.9684 | 51.0866 | 50.7533 | 50.8009 | 51.3814 | 52.5395 | 54.0665 | 55.3923 | 56.9432 | 58.1065 | 59.2196 | 60.2129 | 60.8297 | 61.2532 | 61.5403 | 61.4766 | 62.0264 | 62.4319 | 62.715 | 63.1086 | 63.4014 | 63.8421 | 63.9836 | 64.1687 | 64.3963 | 64.5556 | 64.6076 | 64.51 | Total peak demand with CF (MW)_Total peak demand with CF (MW)
BLACKBURN MEADOWS B | WEST MELTON / THORPE MARSH | NPgY | NG FES - Two Degrees | Total peak demand with CF (MW) | BSP | 37.1199 | 37.4426 | 36.9483 | 36.8348 | 36.7868 | 36.821 | 36.9842 | 37.1011 | 37.008 | 37.0841 | 37.1718 | 37.4225 | 37.6455 | 37.914 | 38.3036 | 38.5797 | 39.0816 | 39.411 | 39.8338 | 40.0462 | 40.299 | 40.4159 | 40.7057 | 40.8964 | 41.1894 | 41.4962 | 41.79 | 42.1086 | 42.3794 | 42.5799 | 42.93 | 43.1956 | 43.2887 | 43.3483 | Total peak demand with CF (MW)_Total peak demand with CF (MW)
BLYTON | KEADBY | NPgY | NG FES - Two Degrees | Total peak demand with CF (MW) | BSP | 49.34 | 48.9741 | 48.3615 | 47.7286 | 47.5475 | 47.7335 | 47.7704 | 47.8714 | 47.5429 | 47.8658 | 48.8185 | 50.3871 | 52.2792 | 53.9705 | 55.8071 | 57.3083 | 58.7478 | 60.0934 | 61.0501 | 61.7302 | 62.2037 | 62.3666 | 63.1233 | 63.7144 | 63.9696 | 64.2779 | 64.5088 | 64.8863 | 64.9915 | 65.1252 | 65.2716 | 65.3734 | 65.403 | 65.3105 | Total peak demand with CF (MW)_Total peak demand with CF (MW)
BRADFORD | BRADFORD WEST | NPgY | NG FES - Two Degrees | Total peak demand with CF (MW) | BSP | 81.6233 | 81.8662 | 80.7325 | 80.0168 | 79.7233 | 79.9848 | 80.2766 | 80.6968 | 80.5696 | 80.974 | 81.9123 | 83.5505 | 85.532 | 87.3789 | 89.5146 | 91.1167 | 92.769 | 94.1026 | 95.0914 | 95.6875 | 96.1282 | 96.1198 | 96.8759 | 97.4557 | 98.0122 | 98.6937 | 99.2805 | 100.0255 | 100.4417 | 100.8298 | 101.3647 | 101.7524 | 101.8264 | 101.6583 | Total peak demand with CF (MW)_Total peak demand with CF (MW)
BRAMHAM | FERRYBRIDGE B | NPgY | NG FES - Two Degrees | Total peak demand with CF (MW) | BSP | 65.6677 | 68.3312 | 67.4657 | 66.8991 | 66.7282 | 66.9194 | 67.1421 | 67.4537 | 67.3683 | 67.8716 | 68.8394 | 70.3625 | 72.0706 | 73.664 | 75.4545 | 76.8695 | 78.3828 | 79.6749 | 80.7196 | 81.3899 | 81.927 | 82.1215 | 82.9123 | 83.5101 | 83.9365 | 84.4175 | 84.8306 | 85.3739 | 85.6699 | 85.9314 | 86.3143 | 86.5948 | 86.673 | 86.6177 | Total peak demand with CF (MW)_Total peak demand with CF (MW)
BRANSHOLME | CREYKE BECK | NPgY | NG FES - Two Degrees | Total peak demand with CF (MW) | BSP | 47.3303 | 48.4086 | 47.7367 | 47.1634 | 46.8811 | 46.9618 | 46.9291 | 46.8854 | 46.3304 | 46.131 | 46.3698 | 47.1411 | 48.2797 | 49.2832 | 50.4801 | 51.3495 | 52.2019 | 52.9391 | 53.4064 | 53.7282 | 53.9624 | 53.9245 | 54.3776 | 54.724 | 55.0338 | 55.4349 | 55.7643 | 56.2071 | 56.4239 | 56.6633 | 56.9599 | 57.1877 | 57.2832 | 57.2365 | Total peak demand with CF (MW)_Total peak demand with CF (MW)
BRIGHOUSE 132/33KV | ELLAND | NPgY | NG FES - Two Degrees | Total peak demand with CF (MW) | BSP | 73.867 | 75.3788 | 74.3735 | 73.8448 | 73.6316 | 73.8248 | 74.1015 | 74.4254 | 74.2628 | 74.5693 | 75.2283 | 76.4389 | 77.8615 | 79.2183 | 80.8182 | 81.9964 | 83.3287 | 84.3618 | 85.2184 | 85.7068 | 86.1259 | 86.1819 | 86.8313 | 87.3058 | 87.8102 | 88.3997 | 88.9199 | 89.5565 | 89.9539 | 90.2933 | 90.8126 | 91.1912 | 91.28 | 91.2057 | Total peak demand with CF (MW)_Total peak demand with CF (MW)
DONCASTER B/THORPE MARSH | WEST MELTON / THORPE MARSH | NPgY | NG FES - Two Degrees | Total peak demand with CF (MW) | BSP | 155.6487 | 160.453 | 158.5427 | 157.2903 | 157.0442 | 157.6366 | 158.2157 | 158.786 | 158.1519 | 159.0979 | 161.2608 | 164.9873 | 169.466 | 173.6424 | 178.2453 | 181.7535 | 185.2811 | 188.2627 | 190.4882 | 191.8923 | 192.9842 | 193.2816 | 195.0774 | 196.4843 | 197.4847 | 198.6413 | 199.6433 | 200.959 | 201.6658 | 202.3063 | 203.1807 | 203.8141 | 203.9297 | 203.6523 | Total peak demand with CF (MW)_Total peak demand with CF (MW)
DONCASTER CENTRAL | WEST MELTON / THORPE MARSH | NPgY | NG FES - Two Degrees | Total peak demand with CF (MW) | BSP | 24.1636 | 24.106 | 23.7996 | 23.6343 | 23.5989 | 23.693 | 23.8125 | 23.9489 | 23.9308 | 24.1178 | 24.4551 | 25.001 | 25.6319 | 26.2337 | 26.9077 | 27.4271 | 27.9694 | 28.4092 | 28.7595 | 28.9704 | 29.1335 | 29.1737 | 29.4295 | 29.631 | 29.8026 | 29.9996 | 30.1759 | 30.3946 | 30.5278 | 30.6427 | 30.8035 | 30.9205 | 30.9381 | 30.888 | Total peak demand with CF (MW)_Total peak demand with CF (MW)
DRIFFIELD/BEVERLEY GROUP | CREYKE BECK | NPgY | NG FES - Two Degrees | Total peak demand with CF (MW) | BSP | 110.4777 | 109.6582 | 108.2338 | 107.0515 | 106.7185 | 107.0825 | 107.3522 | 107.7878 | 107.4322 | 108.3446 | 110.4198 | 113.6867 | 117.4801 | 120.9701 | 124.7611 | 127.8528 | 130.9259 | 133.6715 | 135.7491 | 137.1553 | 138.1664 | 138.5402 | 140.0899 | 141.3059 | 141.9736 | 142.7402 | 143.3722 | 144.275 | 144.667 | 145.0508 | 145.5418 | 145.892 | 145.9587 | 145.7451 | Total peak demand with CF (MW)_Total peak demand with CF (MW)
FEATHERSTONE | FERRYBRIDGE B | NPgY | NG FES - Two Degrees | Total peak demand with CF (MW) | BSP | 83.0991 | 83.5011 | 82.3803 | 81.7916 | 81.5746 | 81.7985 | 82.1232 | 82.5154 | 82.4037 | 82.9119 | 83.7788 | 85.2287 | 86.8446 | 88.3854 | 90.1895 | 91.5395 | 93.1049 | 94.3522 | 95.4283 | 96.0605 | 96.6395 | 96.8211 | 97.6535 | 98.259 | 98.8227 | 99.4583 | 100.0203 | 100.713 | 101.1491 | 101.511 | 102.0806 | 102.4996 | 102.6201 | 102.5962 | Total peak demand with CF (MW)_Total peak demand with CF (MW)
GIRLINGTON | BRADFORD WEST | NPgY | NG FES - Two Degrees | Total peak demand with CF (MW) | BSP | 52.3035 | 53.5627 | 52.8217 | 52.4789 | 52.294 | 52.3291 | 52.4748 | 52.6554 | 52.5695 | 52.5985 | 52.7583 | 53.1611 | 53.5713 | 53.9614 | 54.5686 | 54.9854 | 55.6521 | 56.1383 | 56.6395 | 56.9168 | 57.229 | 57.2992 | 57.7081 | 57.9655 | 58.3354 | 58.7608 | 59.1348 | 59.5785 | 59.8847 | 60.1421 | 60.5752 | 60.9043 | 61.0501 | 61.1395 | Total peak demand with CF (MW)_Total peak demand with CF (MW)
HALIFAX 132/33KV | ELLAND | NPgY | NG FES - Two Degrees | Total peak demand with CF (MW) | BSP | 24.1637 | 23.9186 | 23.5841 | 23.3211 | 23.2145 | 23.317 | 23.4053 | 23.5748 | 23.601 | 23.7525 | 24.1215 | 24.721 | 25.4565 | 26.1209 | 26.8863 | 27.4652 | 28.0095 | 28.4691 | 28.7617 | 28.9537 | 29.063 | 29.015 | 29.2446 | 29.4293 | 29.5925 | 29.8102 | 29.9893 | 30.2298 | 30.3413 | 30.4624 | 30.6065 | 30.7101 | 30.7253 | 30.6416 | Total peak demand with CF (MW)_Total peak demand with CF (MW)
HECKMONDWIKE | SKELTON GRANGE | NPgY | NG FES - Two Degrees | Total peak demand with CF (MW) | BSP | 49.1705 | 48.8775 | 48.1821 | 47.7059 | 47.4962 | 47.6335 | 47.7769 | 48.0173 | 47.9545 | 48.1779 | 48.7117 | 49.6413 | 50.7507 | 51.7608 | 52.9551 | 53.8381 | 54.7708 | 55.537 | 56.099 | 56.4403 | 56.7092 | 56.7011 | 57.1552 | 57.4847 | 57.7904 | 58.1719 | 58.4877 | 58.9041 | 59.1143 | 59.3179 | 59.6116 | 59.8226 | 59.8773 | 59.8131 | Total peak demand with CF (MW)_Total peak demand with CF (MW)
HOLMFIELD | BRADFORD WEST | NPgY | NG FES - Two Degrees | Total peak demand with CF (MW) | BSP | 64.7858 | 64.7112 | 63.7553 | 62.8423 | 62.4245 | 62.6268 | 62.6558 | 62.8275 | 62.4112 | 62.6039 | 63.4761 | 65.1043 | 67.2346 | 69.1175 | 71.2385 | 72.8213 | 74.2728 | 75.5662 | 76.3422 | 76.8773 | 77.2333 | 77.1759 | 77.8897 | 78.4416 | 78.7949 | 79.2761 | 79.6431 | 80.191 | 80.3744 | 80.6079 | 80.8743 | 81.0601 | 81.103 | 80.9434 | Total peak demand with CF (MW)_Total peak demand with CF (MW)
HULL EAST 132/33KV | SALTEND NORTH | NPgY | NG FES - Two Degrees | Total peak demand with CF (MW) | BSP | 55.5183 | 55.6896 | 54.92 | 54.5857 | 54.4076 | 54.4128 | 54.5375 | 54.6428 | 54.4137 | 54.3442 | 54.4208 | 54.7682 | 55.1294 | 55.4841 | 56.0491 | 56.4321 | 57.0995 | 57.5771 | 58.0996 | 58.3839 | 58.7197 | 58.8184 | 59.2485 | 59.5128 | 59.8928 | 60.3185 | 60.696 | 61.1396 | 61.4563 | 61.7119 | 62.1641 | 62.5067 | 62.6595 | 62.7734 | Total peak demand with CF (MW)_Total peak demand with CF (MW)
HULL SOUTH | CREYKE BECK | NPgY | NG FES - Two Degrees | Total peak demand with CF (MW) | BSP | 75.4804 | 76.5881 | 75.5633 | 74.895 | 74.6315 | 74.8893 | 75.1516 | 75.5262 | 75.3835 | 75.75 | 76.6337 | 78.1767 | 80.0494 | 81.7825 | 83.7845 | 85.2911 | 86.8352 | 88.0967 | 89.0216 | 89.5867 | 89.9999 | 89.9918 | 90.7062 | 91.2532 | 91.7557 | 92.3753 | 92.9036 | 93.5838 | 93.9504 | 94.2972 | 94.7728 | 95.1164 | 95.1826 | 95.0273 | Total peak demand with CF (MW)_Total peak demand with CF (MW)
HULL WEST | CREYKE BECK | NPgY | NG FES - Two Degrees | Total peak demand with CF (MW) | BSP | 61.5832 | 61.3204 | 60.4908 | 59.9666 | 59.7537 | 59.9038 | 60.0511 | 60.2105 | 59.8807 | 59.9702 | 60.4643 | 61.5015 | 62.8101 | 64.0189 | 65.4249 | 66.4415 | 67.5254 | 68.3979 | 69.0458 | 69.4335 | 69.745 | 69.7436 | 70.2876 | 70.6838 | 71.069 | 71.5359 | 71.933 | 72.444 | 72.7252 | 72.9847 | 73.3697 | 73.6492 | 73.7216 | 73.6551 | Total peak demand with CF (MW)_Total peak demand with CF (MW)
HUMBERSTON | GRIMSBY WEST | NPgY | NG FES - Two Degrees | Total peak demand with CF (MW) | BSP | 39.056 | 39.5093 | 38.9903 | 38.7819 | 38.7038 | 38.8022 | 38.999 | 39.2367 | 39.2859 | 39.4662 | 39.7779 | 40.3144 | 40.8981 | 41.4722 | 42.1896 | 42.6984 | 43.319 | 43.773 | 44.1782 | 44.4049 | 44.6103 | 44.6348 | 44.9493 | 45.1839 | 45.5062 | 45.8772 | 46.2188 | 46.6141 | 46.8997 | 47.1493 | 47.5103 | 47.788 | 47.881 | 47.8719 | Total peak demand with CF (MW)_Total peak demand with CF (MW)
HUNNINGLEY | WEST MELTON SECTION 3 | NPgY | NG FES - Two Degrees | Total peak demand with CF (MW) | BSP | 38.4177 | 39.8247 | 39.322 | 39.0983 | 39.031 | 39.14 | 39.3041 | 39.4567 | 39.3406 | 39.5638 | 39.9338 | 40.5867 | 41.3249 | 42.0495 | 42.879 | 43.4984 | 44.2246 | 44.7887 | 45.296 | 45.5841 | 45.857 | 45.9627 | 46.3472 | 46.6326 | 46.9049 | 47.2008 | 47.4725 | 47.7956 | 48.0186 | 48.1957 | 48.4746 | 48.6808 | 48.7333 | 48.7191 | Total peak demand with CF (MW)_Total peak demand with CF (MW)
HUNSHELF | WEST MELTON SECTION 3 | NPgY | NG FES - Two Degrees | Total peak demand with CF (MW) | BSP | 67.3876 | 67.506 | 66.6197 | 66.2222 | 66.1075 | 66.2531 | 66.5067 | 66.6977 | 66.4667 | 66.7394 | 67.2049 | 68.1676 | 69.2531 | 70.3201 | 71.5756 | 72.4391 | 73.5468 | 74.3931 | 75.1994 | 75.6647 | 76.1238 | 76.3028 | 76.9382 | 77.392 | 77.8869 | 78.4229 | 78.916 | 79.4947 | 79.9129 | 80.2516 | 80.795 | 81.2078 | 81.3555 | 81.4057 | Total peak demand with CF (MW)_Total peak demand with CF (MW)
IMMINGHAM | GRIMSBY WEST | NPgY | NG FES - Two Degrees | Total peak demand with CF (MW) | BSP | 58.7436 | 61.2086 | 60.447 | 60.2866 | 60.2506 | 60.2753 | 60.5379 | 60.7106 | 60.6075 | 60.8015 | 60.9799 | 61.3919 | 61.6931 | 62.0726 | 62.6127 | 62.9743 | 63.733 | 64.2333 | 64.9193 | 65.2679 | 65.701 | 65.9416 | 66.4254 | 66.7269 | 67.1594 | 67.5893 | 68.0036 | 68.4512 | 68.8439 | 69.1161 | 69.6426 | 70.0395 | 70.1891 | 70.3334 | Total peak demand with CF (MW)_Total peak demand with CF (MW)
KIRKHAW LANE | FERRYBRIDGE B | NPgY | NG FES - Two Degrees | Total peak demand with CF (MW) | BSP | 63.9914 | 66.5179 | 65.6551 | 65.4368 | 65.2933 | 65.2524 | 65.4205 | 65.4644 | 65.05 | 64.7925 | 64.626 | 64.736 | 64.8392 | 65.0209 | 65.4176 | 65.6737 | 66.3195 | 66.6875 | 67.2269 | 67.466 | 67.793 | 67.892 | 68.2746 | 68.4921 | 68.9586 | 69.4607 | 69.933 | 70.446 | 70.8765 | 71.1995 | 71.7883 | 72.2321 | 72.3944 | 72.5123 | Total peak demand with CF (MW)_Total peak demand with CF (MW)
KIRKSTALL C 2/5 | KIRKSTALL B | NPgY | NG FES - Two Degrees | Total peak demand with CF (MW) | BSP | 54.4595 | 56.6694 | 55.942 | 55.787 | 55.7048 | 55.7216 | 55.9446 | 56.1044 | 55.9668 | 55.9861 | 56.0184 | 56.2513 | 56.4193 | 56.6583 | 57.0766 | 57.3467 | 57.9609 | 58.3288 | 58.8526 | 59.0988 | 59.4205 | 59.5485 | 59.9168 | 60.1392 | 60.5529 | 60.9907 | 61.4066 | 61.8557 | 62.2392 | 62.5204 | 63.0337 | 63.4209 | 63.5605 | 63.6642 | Total peak demand with CF (MW)_Total peak demand with CF (MW)
KIRKSTALL C/RING ROAD HORSFORTH | KIRKSTALL B | NPgY | NG FES - Two Degrees | Total peak demand with CF (MW) | BSP | 86.8568 | 85.7704 | 84.515 | 83.2684 | 82.6992 | 82.9931 | 82.9773 | 83.0912 | 82.3017 | 82.438 | 83.52 | 85.6955 | 88.6419 | 91.2442 | 94.2071 | 96.4358 | 98.4713 | 100.3231 | 101.4562 | 102.2829 | 102.8549 | 102.87 | 103.9487 | 104.8269 | 105.4201 | 106.1943 | 106.8215 | 107.703 | 108.0856 | 108.5491 | 109.0324 | 109.4116 | 109.576 | 109.4132 | Total peak demand with CF (MW)_Total peak demand with CF (MW)
LEEDS EAST | SKELTON GRANGE | NPgY | NG FES - Two Degrees | Total peak demand with CF (MW) | BSP | 80.6106 | 89.3457 | 88.2247 | 87.4656 | 87.1259 | 87.3179 | 87.4964 | 87.7623 | 87.4447 | 87.733 | 88.5152 | 89.9582 | 91.698 | 93.2929 | 95.1717 | 96.5855 | 98.1283 | 99.4076 | 100.4042 | 101.0171 | 101.5302 | 101.6137 | 102.4134 | 102.9916 | 103.4911 | 104.0899 | 104.5913 | 105.2489 | 105.5957 | 105.9163 | 106.3967 | 106.7456 | 106.8512 | 106.7958 | Total peak demand with CF (MW)_Total peak demand with CF (MW)
LEEDS NORTH | SKELTON GRANGE | NPgY | NG FES - Two Degrees | Total peak demand with CF (MW) | BSP | 71.6508 | 73.5665 | 72.5493 | 71.7718 | 71.4086 | 71.5912 | 71.6699 | 71.775 | 71.1818 | 71.1069 | 71.6575 | 72.9918 | 74.8478 | 76.5344 | 78.4899 | 79.92 | 81.3003 | 82.446 | 83.186 | 83.6661 | 83.9816 | 83.8893 | 84.5336 | 85.0442 | 85.5385 | 86.171 | 86.7071 | 87.4029 | 87.7699 | 88.1515 | 88.6254 | 88.9807 | 89.0783 | 88.9235 | Total peak demand with CF (MW)_Total peak demand with CF (MW)
LINDLEY | ELLAND | NPgY | NG FES - Two Degrees | Total peak demand with CF (MW) | BSP | 74.9239 | 78.7921 | 77.7301 | 76.9514 | 76.6119 | 76.8133 | 76.9907 | 77.3251 | 77.188 | 77.4835 | 78.3195 | 79.7854 | 81.5459 | 83.1272 | 84.995 | 86.3906 | 87.8473 | 89.0754 | 89.9584 | 90.5157 | 90.9444 | 90.9371 | 91.6627 | 92.188 | 92.637 | 93.2056 | 93.6652 | 94.29 | 94.5804 | 94.8738 | 95.2924 | 95.5925 | 95.68 | 95.5902 | Total peak demand with CF (MW)_Total peak demand with CF (MW)
LOW ROAD | SKELTON GRANGE | NPgY | NG FES - Two Degrees | Total peak demand with CF (MW) | BSP | 85.7258 | 94.4675 | 93.2968 | 92.9226 | 92.7281 | 92.7674 | 93.0629 | 93.2976 | 93.0614 | 93.0976 | 93.2113 | 93.6865 | 94.1089 | 94.585 | 95.3659 | 95.8725 | 96.8802 | 97.5435 | 98.3751 | 98.796 | 99.3261 | 99.5218 | 100.1569 | 100.5467 | 101.1735 | 101.8523 | 102.4781 | 103.1794 | 103.735 | 104.1581 | 104.9191 | 105.4951 | 105.7267 | 105.9032 | Total peak demand with CF (MW)_Total peak demand with CF (MW)
MALLARD WAY | WEST MELTON / THORPE MARSH | NPgY | NG FES - Two Degrees | Total peak demand with CF (MW) | BSP | 31.3462 | 96.9731 | 96.5558 | 96.3311 | 96.2431 | 96.3324 | 96.4518 | 96.5996 | 96.5536 | 96.6921 | 96.9823 | 97.4975 | 98.0935 | 98.6554 | 99.3257 | 99.8236 | 100.3904 | 100.8356 | 101.204 | 101.4165 | 101.5952 | 101.6145 | 101.8909 | 102.0902 | 102.2994 | 102.5466 | 102.7618 | 103.0289 | 103.1897 | 103.3295 | 103.5442 | 103.7004 | 103.739 | 103.7096 | Total peak demand with CF (MW)_Total peak demand with CF (MW)
MENSTON | BRADFORD WEST | NPgY | NG FES - Two Degrees | Total peak demand with CF (MW) | BSP | 56.2275 | 55.8496 | 55.0758 | 54.5277 | 54.3067 | 54.4574 | 54.5765 | 54.7414 | 54.464 | 54.6663 | 55.2867 | 56.4337 | 57.8401 | 59.1322 | 60.6083 | 61.7326 | 62.9041 | 63.8928 | 64.6371 | 65.107 | 65.4775 | 65.5437 | 66.1386 | 66.5842 | 66.9336 | 67.3526 | 67.7037 | 68.1706 | 68.4085 | 68.6334 | 68.9523 | 69.1834 | 69.2444 | 69.1761 | Total peak demand with CF (MW)_Total peak demand with CF (MW)
MOSS ROAD | GRIMSBY WEST | NPgY | NG FES - Two Degrees | Total peak demand with CF (MW) | BSP | 34.7718 | 34.8186 | 34.3672 | 34.1726 | 34.1116 | 34.2263 | 34.403 | 34.5993 | 34.5798 | 34.7534 | 35.0897 | 35.6819 | 36.3721 | 37.0455 | 37.8288 | 38.4055 | 39.0427 | 39.5188 | 39.9134 | 40.1304 | 40.3002 | 40.3024 | 40.5828 | 40.7973 | 41.0554 | 41.3571 | 41.6315 | 41.9562 | 42.1737 | 42.3583 | 42.6294 | 42.828 | 42.8625 | 42.7979 | Total peak demand with CF (MW)_Total peak demand with CF (MW)
OSGODBY 1/2 | DRAX | NPgY | NG FES - Two Degrees | Total peak demand with CF (MW) | BSP | 1.1692 | 1.1874 | 1.1723 | 1.1723 | 1.173 | 1.1745 | 1.1823 | 1.1876 | 1.1892 | 1.1945 | 1.1941 | 1.1968 | 1.1958 | 1.1977 | 1.2025 | 1.2022 | 1.2113 | 1.2142 | 1.2232 | 1.2261 | 1.2321 | 1.2349 | 1.2409 | 1.2438 | 1.253 | 1.2622 | 1.2714 | 1.2806 | 1.2898 | 1.296 | 1.3084 | 1.3177 | 1.3208 | 1.3238 | Total peak demand with CF (MW)_Total peak demand with CF (MW)
OSGODBY 3/4 | DRAX | NPgY | NG FES - Two Degrees | Total peak demand with CF (MW) | BSP | 53.7378 | 53.8248 | 53.1227 | 52.5783 | 52.4244 | 52.5644 | 52.6682 | 52.7986 | 52.5002 | 52.9644 | 53.9013 | 55.3954 | 57.1034 | 58.6966 | 60.4159 | 61.8326 | 63.3099 | 64.6291 | 65.7036 | 66.4207 | 67 | 67.3061 | 68.118 | 68.7443 | 69.072 | 69.4137 | 69.7054 | 70.1124 | 70.314 | 70.4877 | 70.7359 | 70.9177 | 70.9725 | 70.9409 | Total peak demand with CF (MW)_Total peak demand with CF (MW)
RODLEY | SKELTON GRANGE | NPgY | NG FES - Two Degrees | Total peak demand with CF (MW) | BSP | 73.2602 | 75.0367 | 73.9936 | 73.2102 | 72.8567 | 73.0674 | 73.2043 | 73.4455 | 73.1178 | 73.3029 | 74.0306 | 75.445 | 77.2424 | 78.8602 | 80.7548 | 82.1527 | 83.5734 | 84.7669 | 85.5945 | 86.1153 | 86.5098 | 86.4804 | 87.1796 | 87.6973 | 88.1424 | 88.7104 | 89.1732 | 89.7983 | 90.0925 | 90.3931 | 90.8045 | 91.1006 | 91.1806 | 91.0694 | Total peak demand with CF (MW)_Total peak demand with CF (MW)
SAINT ANDREWS ROAD 132/33KV | SKELTON GRANGE | NPgY | NG FES - Two Degrees | Total peak demand with CF (MW) | BSP | 66.3432 | 70.2693 | 69.3395 | 68.9084 | 68.6934 | 68.7557 | 68.9471 | 69.1578 | 69.0139 | 69.1718 | 69.455 | 70.063 | 70.6728 | 71.2608 | 72.0975 | 72.6679 | 73.5672 | 74.2429 | 74.9487 | 75.3487 | 75.8145 | 75.9918 | 76.5844 | 76.9689 | 77.435 | 77.95 | 78.4078 | 78.9503 | 79.3339 | 79.6443 | 80.1796 | 80.588 | 80.777 | 80.9201 | Total peak demand with CF (MW)_Total peak demand with CF (MW)
SALTEND 132/33KV | SALTEND NORTH | NPgY | NG FES - Two Degrees | Total peak demand with CF (MW) | BSP | 4.3498 | 4.4614 | 4.3681 | 4.3675 | 4.3666 | 4.3653 | 4.4013 | 4.4185 | 4.3967 | 4.3933 | 4.3733 | 4.3723 | 4.3533 | 4.353 | 4.3713 | 4.3722 | 4.4287 | 4.4478 | 4.5037 | 4.5221 | 4.5586 | 4.5764 | 4.613 | 4.6311 | 4.6869 | 4.7427 | 4.7985 | 4.8543 | 4.91 | 4.9474 | 5.0218 | 5.0776 | 5.096 | 5.1141 | Total peak demand with CF (MW)_Total peak demand with CF (MW)
SANTON | KEADBY | NPgY | NG FES - Two Degrees | Total peak demand with CF (MW) | BSP | 59.6391 | 61.5002 | 60.7127 | 60.3455 | 60.2256 | 60.2593 | 60.4118 | 60.5018 | 60.2048 | 60.4177 | 60.8588 | 61.6941 | 62.5615 | 63.427 | 64.4758 | 65.3498 | 66.5295 | 67.4888 | 68.4775 | 69.0774 | 69.6586 | 69.9897 | 70.6835 | 71.1759 | 71.6035 | 72.0349 | 72.4333 | 72.9052 | 73.2507 | 73.5128 | 73.9603 | 74.3017 | 74.4408 | 74.5375 | Total peak demand with CF (MW)_Total peak demand with CF (MW)
SCUNTHORPE NORTH | KEADBY | NPgY | NG FES - Two Degrees | Total peak demand with CF (MW) | BSP | 120.1948 | 124.0391 | 122.4668 | 122.305 | 122.2756 | 122.3759 | 123.0245 | 123.4459 | 123.3405 | 123.6564 | 123.6836 | 124.1128 | 124.2852 | 124.6887 | 125.4235 | 125.7189 | 126.8743 | 127.4404 | 128.5026 | 128.9344 | 129.6211 | 129.9466 | 130.6874 | 131.103 | 132.0323 | 132.978 | 133.9041 | 134.8638 | 135.7606 | 136.3817 | 137.5791 | 138.4799 | 138.7932 | 139.0785 | Total peak demand with CF (MW)_Total peak demand with CF (MW)
SCUNTHORPE SOUTH | KEADBY | NPgY | NG FES - Two Degrees | Total peak demand with CF (MW) | BSP | 20.4829 | 20.9055 | 20.6308 | 20.4608 | 20.395 | 20.4746 | 20.562 | 20.6841 | 20.6542 | 20.701 | 20.929 | 21.3589 | 21.9177 | 22.4392 | 23.0256 | 23.4567 | 23.8533 | 24.1532 | 24.329 | 24.4194 | 24.4414 | 24.3422 | 24.4568 | 24.5479 | 24.67 | 24.8376 | 24.9781 | 25.1599 | 25.2469 | 25.3346 | 25.4506 | 25.5258 | 25.5062 | 25.3995 | Total peak demand with CF (MW)_Total peak demand with CF (MW)
SILSDEN | BRADFORD WEST | NPgY | NG FES - Two Degrees | Total peak demand with CF (MW) | BSP | 78.0067 | 78.9667 | 77.8927 | 76.9411 | 76.5877 | 76.9141 | 77.0772 | 77.3999 | 77.0415 | 77.435 | 78.7479 | 81.0222 | 83.8998 | 86.5134 | 89.3647 | 91.5487 | 93.5264 | 95.2634 | 96.3528 | 97.0994 | 97.5402 | 97.492 | 98.3895 | 99.1278 | 99.6178 | 100.2549 | 100.7743 | 101.5063 | 101.8096 | 102.1565 | 102.5328 | 102.8017 | 102.828 | 102.5437 | Total peak demand with CF (MW)_Total peak demand with CF (MW)
SOWERBY BRIDGE 132/33KV | ELLAND | NPgY | NG FES - Two Degrees | Total peak demand with CF (MW) | BSP | 71.9568 | 72.3519 | 71.3231 | 70.4622 | 70.0773 | 70.2413 | 70.2951 | 70.4524 | 70.0166 | 70.0984 | 70.8794 | 72.4097 | 74.365 | 76.1117 | 78.1152 | 79.6416 | 81.1555 | 82.4731 | 83.3717 | 83.9697 | 84.3853 | 84.3673 | 85.1075 | 85.6592 | 86.0717 | 86.6058 | 87.0275 | 87.625 | 87.87 | 88.1396 | 88.496 | 88.7499 | 88.8202 | 88.6982 | Total peak demand with CF (MW)_Total peak demand with CF (MW)
STAYGATE | SKELTON GRANGE | NPgY | NG FES - Two Degrees | Total peak demand with CF (MW) | BSP | 84.8633 | 87.1977 | 86.0339 | 85.481 | 85.2486 | 85.4198 | 85.7262 | 86.0462 | 85.8123 | 86.1227 | 86.7458 | 87.9442 | 89.3126 | 90.6432 | 92.2419 | 93.4055 | 94.8295 | 95.9076 | 96.8808 | 97.4196 | 97.9373 | 98.0691 | 98.8099 | 99.3322 | 99.9113 | 100.5651 | 101.1502 | 101.8508 | 102.3183 | 102.6968 | 103.3147 | 103.7677 | 103.8921 | 103.8769 | Total peak demand with CF (MW)_Total peak demand with CF (MW)
THORNHILL 132KV | ELLAND | NPgY | NG FES - Two Degrees | Total peak demand with CF (MW) | BSP | 99.8934 | 100.2769 | 98.903 | 98.0346 | 97.696 | 98.0084 | 98.371 | 98.9056 | 98.8399 | 99.4153 | 100.6045 | 102.5945 | 104.918 | 107.0705 | 109.5725 | 111.4461 | 113.433 | 115.0557 | 116.2928 | 117.0436 | 117.6364 | 117.6861 | 118.6522 | 119.3717 | 120.0273 | 120.8203 | 121.4956 | 122.3647 | 122.8396 | 123.2787 | 123.9093 | 124.3665 | 124.4755 | 124.3351 | Total peak demand with CF (MW)_Total peak demand with CF (MW)
WAKEFIELD MONCKTON ROAD | WEST MELTON SECTION 3 | NPgY | NG FES - Two Degrees | Total peak demand with CF (MW) | BSP | 51.361 | 52.1033 | 51.4175 | 51.0676 | 50.9419 | 51.0953 | 51.3102 | 51.5674 | 51.5102 | 51.8177 | 52.3565 | 53.2633 | 54.2856 | 55.264 | 56.4087 | 57.2722 | 58.2587 | 59.0383 | 59.7055 | 60.0939 | 60.4331 | 60.5209 | 61.0176 | 61.3839 | 61.7407 | 62.1479 | 62.5099 | 62.9527 | 63.2333 | 63.4693 | 63.8303 | 64.0953 | 64.1623 | 64.1227 | Total peak demand with CF (MW)_Total peak demand with CF (MW)
WAKEFIELD NORTH | SKELTON GRANGE | NPgY | NG FES - Two Degrees | Total peak demand with CF (MW) | BSP | 74.8522 | 77.6356 | 76.605 | 75.9347 | 75.6575 | 75.8746 | 76.097 | 76.4237 | 76.2696 | 76.687 | 77.5108 | 78.9085 | 80.5234 | 82.0056 | 83.7471 | 85.0477 | 86.4859 | 87.68 | 88.6256 | 89.2008 | 89.7091 | 89.8222 | 90.5934 | 91.148 | 91.6092 | 92.1552 | 92.6124 | 93.213 | 93.5309 | 93.8187 | 94.2594 | 94.5789 | 94.6796 | 94.6473 | Total peak demand with CF (MW)_Total peak demand with CF (MW)
WEST MELTON | WEST MELTON SECTION 3 | NPgY | NG FES - Two Degrees | Total peak demand with CF (MW) | BSP | 118.4335 | 118.2377 | 116.6285 | 115.4015 | 114.9321 | 115.292 | 115.532 | 115.8783 | 115.3013 | 115.7631 | 117.1261 | 119.6287 | 122.7174 | 125.5103 | 128.7163 | 131.1428 | 133.6318 | 135.771 | 137.3272 | 138.3209 | 139.1117 | 139.2355 | 140.5267 | 141.4878 | 142.1824 | 143.0352 | 143.7283 | 144.6844 | 145.1212 | 145.555 | 146.1609 | 146.5948 | 146.716 | 146.574 | Total peak demand with CF (MW)_Total peak demand with CF (MW)
WHINMOOR | FERRYBRIDGE B | NPgY | NG FES - Two Degrees | Total peak demand with CF (MW) | BSP | 69.1173 | 79.7791 | 78.8011 | 77.9731 | 77.6096 | 77.8174 | 77.8895 | 78.0395 | 77.5677 | 77.7892 | 78.5946 | 80.1379 | 82.1238 | 83.9063 | 85.9212 | 87.415 | 88.8723 | 90.141 | 90.9901 | 91.5487 | 91.9725 | 91.9988 | 92.7531 | 93.3239 | 93.7198 | 94.2207 | 94.6208 | 95.1868 | 95.4243 | 95.6791 | 96.0114 | 96.2491 | 96.3157 | 96.2089 | Total peak demand with CF (MW)_Total peak demand with CF (MW)
WOLD NEWTON | KEADBY | NPgY | NG FES - Two Degrees | Total peak demand with CF (MW) | BSP | 52.0175 | 52.2256 | 51.5845 | 51.2798 | 51.256 | 51.5093 | 51.8915 | 52.3556 | 52.6484 | 53.2459 | 54.3155 | 55.8874 | 57.5869 | 59.3073 | 61.4379 | 63.7547 | 66.3351 | 68.4993 | 70.6198 | 71.9304 | 72.6979 | 73.0037 | 73.7731 | 74.4831 | 75.1584 | 75.9174 | 76.6505 | 77.4846 | 78.09 | 78.6619 | 79.264 | 79.7422 | 79.7917 | 79.4192 | Total peak demand with CF (MW)_Total peak demand with CF (MW)
YARBOROUGH ROAD 132/33KV | GRIMSBY WEST | NPgY | NG FES - Two Degrees | Total peak demand with CF (MW) | BSP | 58.8643 | 60.6286 | 59.8041 | 59.2096 | 58.9462 | 59.0701 | 59.1592 | 59.2838 | 58.926 | 58.9559 | 59.4265 | 60.4503 | 61.7793 | 62.9812 | 64.3856 | 65.4012 | 66.4479 | 67.3113 | 67.9094 | 68.2793 | 68.5617 | 68.5259 | 69.0471 | 69.4237 | 69.7702 | 70.2069 | 70.5649 | 71.0444 | 71.2776 | 71.5085 | 71.8431 | 72.083 | 72.1472 | 72.0739 | Total peak demand with CF (MW)_Total peak demand with CF (MW)

## TD_Number of electric vehicles
Bulk Supply Point Name | Grid Supply Point Connected to | Licence area | Scenario name | Output parameter_Unit | Substation Type in Forecasting Model | 2017 | 2018 | 2019 | 2020 | 2021 | 2022 | 2023 | 2024 | 2025 | 2026 | 2027 | 2028 | 2029 | 2030 | 2031 | 2032 | 2033 | 2034 | 2035 | 2036 | 2037 | 2038 | 2039 | 2040 | 2041 | 2042 | 2043 | 2044 | 2045 | 2046 | 2047 | 2048 | 2049 | 2050 | Output parameter_Output
ANNFIELD | STELLA SOUTH | NPgN | NG FES - Two Degrees | Number of electric vehicles | BSP | 85.6948 | 124.961 | 280.0315 | 494.7872 | 788.9572 | 1186.6306 | 1728.9991 | 2465.9513 | 3452.5122 | 4756.4763 | 6456.9121 | 8631.7938 | 11345.6698 | 14618.1516 | 18415.4353 | 22594.9526 | 26958.9979 | 31222.563 | 35183.0267 | 38636.3857 | 41482.7426 | 43682.6629 | 45489.9246 | 47082.5565 | 47912.8242 | 48468.6741 | 48965.3106 | 49364.0916 | 49607.5985 | 49755.4584 | 49805.7118 | 49756.6968 | 49615.2292 | 49292.2395 | Number of electric vehicles_Number of electric vehicles
BARRACK ROAD | STELLA NORTH | NPgN | NG FES - Two Degrees | Number of electric vehicles | BSP | 27.678 | 40.3604 | 90.4456 | 168.1073 | 281.1326 | 442.2813 | 672.4382 | 998.5364 | 1441.553 | 2028.6043 | 2795.3602 | 3777.0844 | 5002.963 | 6481.8242 | 8198.6454 | 10088.8069 | 12062.7473 | 13991.4742 | 15783.335 | 17346.0805 | 18634.0007 | 19629.3395 | 20447.5994 | 21169.122 | 21546.503 | 21800.02 | 22026.7472 | 22209.188 | 22321.4104 | 22390.2515 | 22414.8295 | 22394.3052 | 22331.7541 | 22186.7538 | Number of electric vehicles_Number of electric vehicles
BLUCHER | STELLA NORTH | NPgN | NG FES - Two Degrees | Number of electric vehicles | BSP | 70.568 | 102.903 | 230.6006 | 418.5117 | 684.7695 | 1055.8489 | 1575.7766 | 2300.0596 | 3278.2825 | 4573.2315 | 6263.5256 | 8426.8123 | 11127.362 | 14384.6491 | 18165.3648 | 22327.3471 | 26673.5193 | 30919.9369 | 34864.8044 | 38304.9877 | 41140.2992 | 43331.5739 | 45132.502 | 46720.1377 | 47549.4516 | 48105.8187 | 48603.2062 | 49003.1065 | 49248.3886 | 49398.2575 | 49450.768 | 49404.1482 | 49265.1763 | 48944.9679 | Number of electric vehicles_Number of electric vehicles
BOWESFIELD | NORTON | NPgN | NG FES - Two Degrees | Number of electric vehicles | BSP | 91.7773 | 133.8306 | 299.9077 | 541.6933 | 882.3266 | 1354.6784 | 2013.6305 | 2927.9799 | 4161.2088 | 5793.3371 | 7923.4358 | 10649.3287 | 14051.9883 | 18155.96 | 22919.2109 | 28162.6761 | 33638.1077 | 38987.8046 | 43957.5397 | 48291.3925 | 51863.2797 | 54623.8391 | 56892.492 | 58892.3438 | 59936.6613 | 60637.045 | 61263.1264 | 61766.3969 | 62074.871 | 62263.1716 | 62328.8469 | 62269.6872 | 62094.2337 | 61690.5424 | Number of electric vehicles_Number of electric vehicles
CHIRTON GRANGE | TYNEMOUTH | NPgN | NG FES - Two Degrees | Number of electric vehicles | BSP | 60.6786 | 88.4821 | 198.2841 | 366.5173 | 609.9085 | 955.216 | 1446.3762 | 2139.7954 | 3080.6794 | 4327.2021 | 5955.0908 | 8039.1953 | 10641.4662 | 13780.6493 | 17424.8114 | 21436.8181 | 25626.5944 | 29720.3621 | 33523.585 | 36840.4555 | 39574.0436 | 41686.6469 | 43423.3004 | 44954.5647 | 45755.2531 | 46292.9891 | 46773.8637 | 47160.7429 | 47398.5777 | 47544.3542 | 47596.2003 | 47552.3497 | 47419.332 | 47111.3716 | Number of electric vehicles_Number of electric vehicles
COALBURNS | STELLA SOUTH | NPgN | NG FES - Two Degrees | Number of electric vehicles | BSP | 59.0049 | 86.0416 | 192.8149 | 323.8001 | 489.7028 | 696.9792 | 958.5698 | 1286.8118 | 1713.0727 | 2273.4129 | 3001.6614 | 3931.0011 | 5088.9133 | 6483.8274 | 8100.8185 | 9879.5062 | 11736.0585 | 13549.3851 | 15233.2933 | 16700.9448 | 17910.908 | 18846.2424 | 19613.4576 | 20288.6657 | 20638.1446 | 20870.3509 | 21077.38 | 21242.8289 | 21342.1907 | 21401.1032 | 21418.7235 | 21394.5226 | 21331.4151 | 21191.7832 | Number of electric vehicles_Number of electric vehicles
DARLINGTON CENTRAL | NORTON | NPgN | NG FES - Two Degrees | Number of electric vehicles | BSP | 63.9275 | 93.2198 | 208.9009 | 353.7318 | 539.8089 | 775.8778 | 1078.6238 | 1465.218 | 1970.7715 | 2636.1885 | 3501.6827 | 4606.7494 | 5984.0944 | 7643.7272 | 9568.0345 | 11685.0683 | 13894.9645 | 16053.5421 | 18058.2025 | 19805.5943 | 21246.102 | 22359.6072 | 23273.2967 | 24077.6638 | 24494.7008 | 24772.2938 | 25019.914 | 25218.0265 | 25337.4826 | 25408.7236 | 25430.7487 | 25402.8787 | 25328.5784 | 25162.9939 | Number of electric vehicles_Number of electric vehicles
DARLINGTON NORTH | NORTON | NPgN | NG FES - Two Degrees | Number of electric vehicles | BSP | 86.1203 | 125.5815 | 281.422 | 482.7485 | 746.9167 | 1089.4382 | 1538.4689 | 2125.2464 | 2899.4713 | 3920.1578 | 5249.0699 | 6946.9642 | 9064.1461 | 11615.9684 | 14575.6284 | 17832.2891 | 21232.1619 | 24553.3424 | 27637.9814 | 30327.1031 | 32543.7967 | 34257.1994 | 35663.7733 | 36902.5365 | 37546.1631 | 37975.5458 | 38358.809 | 38665.8788 | 38851.954 | 38963.7209 | 38999.6447 | 38958.5838 | 38845.8608 | 38592.3202 | Number of electric vehicles_Number of electric vehicles
DUNSTON | STELLA NORTH | NPgN | NG FES - Two Degrees | Number of electric vehicles | BSP | 93.3093 | 136.0646 | 304.914 | 557.1812 | 917.4906 | 1423.1289 | 2135.7816 | 3133.7972 | 4484.2068 | 6272.42 | 8607.0306 | 11595.3236 | 15326.0986 | 19826.248 | 25049.8493 | 30800.4242 | 36805.6165 | 42673.0653 | 48123.9442 | 52877.5885 | 56795.3685 | 59823.1995 | 62311.881 | 64505.9822 | 65652.5565 | 66422.0932 | 67110.1344 | 67663.4662 | 68003.1646 | 68210.9839 | 68284.2382 | 68220.4458 | 68028.9698 | 67586.9456 | Number of electric vehicles_Number of electric vehicles
FLATWORTH | TYNEMOUTH | NPgN | NG FES - Two Degrees | Number of electric vehicles | BSP | 26.2102 | 38.2199 | 85.649 | 164.9966 | 284.6269 | 460.1054 | 716.5114 | 1086.9176 | 1593.4301 | 2265.3779 | 3143.626 | 4268.6178 | 5673.8233 | 7369.347 | 9338.0919 | 11505.8756 | 13769.9067 | 15982.1975 | 18037.6244 | 19830.3938 | 21307.8164 | 22449.5668 | 23388.4786 | 24216.6081 | 24650.3657 | 24942.1862 | 25203.2766 | 25413.5602 | 25543.3135 | 25623.2509 | 25652.3636 | 25629.6451 | 25558.6194 | 25392.8562 | Number of electric vehicles_Number of electric vehicles
GOSFORTH | TYNEMOUTH | NPgN | NG FES - Two Degrees | Number of electric vehicles | BSP | 72.1766 | 105.2487 | 235.857 | 425.4656 | 692.1797 | 1061.5264 | 1576.1739 | 2289.5229 | 3251.2896 | 4524.065 | 6185.103 | 8310.6805 | 10963.9346 | 14164.0067 | 17878.1076 | 21966.6218 | 26235.9903 | 30407.3064 | 34282.3413 | 37661.5441 | 40446.633 | 42599.114 | 44368.0104 | 45927.2951 | 46741.4809 | 47287.4762 | 47775.5359 | 48167.8373 | 48408.2491 | 48554.9643 | 48606.0709 | 48559.8508 | 48422.9644 | 48108.1327 | Number of electric vehicles_Number of electric vehicles
HARROGATE 132/33KV | KNARESBOROUGH | NPgN | NG FES - Two Degrees | Number of electric vehicles | BSP | 85.8965 | 125.2552 | 280.6906 | 466.7386 | 698.1937 | 981.6744 | 1331.7859 | 1760.4467 | 2311.5307 | 3034.6181 | 3973.2982 | 5170.2491 | 6660.8212 | 8455.8929 | 10536.029 | 12823.7011 | 15211.2238 | 17542.9453 | 19708.0251 | 21594.7661 | 23150.3615 | 24352.9529 | 25338.8661 | 26206.1477 | 26653.9183 | 26950.6414 | 27214.9925 | 27425.8936 | 27551.7932 | 27625.7822 | 27646.7722 | 27614.1624 | 27531.7072 | 27351.1522 | Number of electric vehicles_Number of electric vehicles
HUSTHWAITE | KNARESBOROUGH | NPgN | NG FES - Two Degrees | Number of electric vehicles | BSP | 33.3273 | 48.5982 | 108.9061 | 180.2891 | 268.3505 | 375.1769 | 505.702 | 663.5042 | 865.2962 | 1129.8103 | 1472.979 | 1910.3869 | 2454.9434 | 3110.6281 | 3870.2972 | 4705.6658 | 5577.438 | 6428.7935 | 7219.2607 | 7908.0505 | 8475.9742 | 8915.0362 | 9274.8873 | 9591.3609 | 9754.5333 | 9862.5066 | 9958.6608 | 10035.3028 | 10080.905 | 10107.5737 | 10114.9107 | 10102.712 | 10072.35 | 10006.2289 | Number of electric vehicles_Number of electric vehicles
LEEMING BAR_SKEEBY | NORTON | NPgN | NG FES - Two Degrees | Number of electric vehicles | BSP | 106.0707 | 154.6733 | 346.6152 | 595.8718 | 924.0392 | 1350.9976 | 1912.6049 | 2649.0185 | 3621.9517 | 4904.9016 | 6575.517 | 8710.1976 | 11372.2 | 14580.8215 | 18302.4117 | 22397.5675 | 26672.8739 | 30849.273 | 34728.2701 | 38109.9597 | 40897.5222 | 43052.164 | 44821.0776 | 46379.0399 | 47188.7624 | 47729.1276 | 48211.4966 | 48598.0483 | 48832.4535 | 48973.3929 | 49018.9376 | 48967.6343 | 48826.1748 | 48507.5696 | Number of electric vehicles_Number of electric vehicles
LINTON | BLYTH 132kV | NPgN | NG FES - Two Degrees | Number of electric vehicles | BSP | 134.7585 | 196.5061 | 440.3606 | 722.0441 | 1063.0283 | 1467.5786 | 1949.2937 | 2513.5773 | 3225.3228 | 4155.9004 | 5361.2454 | 6895.9285 | 8805.1638 | 11102.9536 | 13763.8505 | 16689.0443 | 19741.1788 | 22721.4482 | 25488.1648 | 27898.4816 | 29886.0726 | 31422.813 | 32681.3698 | 33787.498 | 34355.7825 | 34730.3865 | 35063.6218 | 35328.5831 | 35484.8475 | 35575.0175 | 35597.6915 | 35552.2985 | 35443.6544 | 35210.3757 | Number of electric vehicles_Number of electric vehicles
MALTON GRID | OSBALDWICK | NPgN | NG FES - Two Degrees | Number of electric vehicles | BSP | 111.5057 | 162.5987 | 364.3756 | 611.2856 | 923.4535 | 1312.7075 | 1802.9335 | 2416.6357 | 3212.8513 | 4259.3346 | 5619.2557 | 7354.5673 | 9516.578 | 12121.0306 | 15140.0279 | 18460.8566 | 21927.0197 | 25312.4522 | 28456.2339 | 31196.2353 | 33455.1678 | 35201.3939 | 36633.6792 | 37894.1467 | 38546.3974 | 38979.6699 | 39365.9377 | 39674.5786 | 39859.8337 | 39969.5849 | 40002.2577 | 39956.8754 | 39838.88 | 39578.056 | Number of electric vehicles_Number of electric vehicles
MELROSEGATE | OSBALDWICK | NPgN | NG FES - Two Degrees | Number of electric vehicles | BSP | 196.7604 | 286.918 | 642.9691 | 1087.1276 | 1656.3491 | 2376.5851 | 3297.7176 | 4470.4957 | 6002.3644 | 8018.207 | 10639.8282 | 13986.8315 | 18158.2613 | 23184.4412 | 29011.9569 | 35422.9699 | 42115.1042 | 48651.7655 | 54722.2592 | 60013.6034 | 64375.7002 | 67747.6023 | 70514.2601 | 72949.763 | 74212.1332 | 75052.1566 | 75801.4167 | 76400.7616 | 76761.9102 | 76977.0851 | 77043.2542 | 76958.3856 | 76732.9739 | 76231.2284 | Number of electric vehicles_Number of electric vehicles
NORTH TEES | NORTON | NPgN | NG FES - Two Degrees | Number of electric vehicles | BSP | 70.4042 | 102.6642 | 230.0654 | 424.3833 | 704.876 | 1102.0624 | 1666.1177 | 2461.3417 | 3539.8463 | 4968.576 | 6834.3219 | 9222.862 | 12205.1927 | 15802.7998 | 19979.0671 | 24576.8489 | 29378.3301 | 34069.767 | 38428.2216 | 42229.2965 | 45361.951 | 47782.9717 | 49773.1131 | 51527.8516 | 52445.2964 | 53061.3777 | 53612.2964 | 54055.4983 | 54327.8942 | 54494.8007 | 54554.0719 | 54503.6904 | 54351.1397 | 53998.1318 | Number of electric vehicles_Number of electric vehicles
POTTER HOUSE | SPENNYMOOR | NPgN | NG FES - Two Degrees | Number of electric vehicles | BSP | 107.8419 | 157.2561 | 352.4031 | 608.9738 | 949.4625 | 1395.9721 | 1987.8386 | 2769.9994 | 3806.4152 | 5173.793 | 6954.9263 | 9231.3186 | 12070.4495 | 15492.8856 | 19462.856 | 23831.5759 | 28392.6378 | 32848.2946 | 36986.783 | 40594.8483 | 43568.9479 | 45867.734 | 47755.2638 | 49417.9075 | 50282.6314 | 50860.1194 | 51375.7317 | 51789.1108 | 52040.1812 | 52191.4818 | 52240.9572 | 52187.0148 | 52036.79 | 51697.4147 | Number of electric vehicles_Number of electric vehicles
RAVENSWORTH | STELLA SOUTH | NPgN | NG FES - Two Degrees | Number of electric vehicles | BSP | 33.2089 | 48.4256 | 108.5193 | 190.649 | 302.2738 | 452.0728 | 655.0099 | 928.9924 | 1294.9218 | 1778.3823 | 2408.6799 | 3214.7035 | 4220.3686 | 5432.9465 | 6839.8782 | 8388.3621 | 10005.1692 | 11584.7191 | 13051.9442 | 14331.2614 | 15385.7294 | 16200.7278 | 16870.183 | 17460.0762 | 17767.4349 | 17973.092 | 18156.8125 | 18304.2822 | 18394.2235 | 18448.7447 | 18467.1194 | 18448.7432 | 18396.1424 | 18276.3359 | Number of electric vehicles_Number of electric vehicles
SCARBOROUGH GRID | OSBALDWICK | NPgN | NG FES - Two Degrees | Number of electric vehicles | BSP | 158.1311 | 230.5883 | 516.7371 | 865.2752 | 1304.4672 | 1850.1177 | 2534.6244 | 3387.7951 | 4492.729 | 5944.4952 | 7830.7054 | 10237.255 | 13235.2839 | 16846.6317 | 21032.5355 | 25636.7676 | 30442.3972 | 35136.0235 | 39494.5412 | 43293.1592 | 46424.8887 | 48845.8406 | 50831.3637 | 52578.5619 | 53482.2834 | 54082.3218 | 54617.1928 | 55044.4466 | 55300.6286 | 55452.1665 | 55496.8761 | 55433.4312 | 55269.3792 | 54907.4133 | Number of electric vehicles_Number of electric vehicles
SEAL SANDS | SALTHOLME | NPgN | NG FES - Two Degrees | Number of electric vehicles | BSP | 0 | 0 | 0 | 0 | 0 | 0 | 0 | 0 | 0 | 0 | 0 | 0 | 0 | 0 | 0 | 0 | 0 | 0 | 0 | 0 | 0 | 0 | 0 | 0 | 0 | 0 | 0 | 0 | 0 | 0 | 0 | 0 | 0 | 0 | Number of electric vehicles_Number of electric vehicles
SPADEADAM 33KV | SPADEADAM | NPgN | NG FES - Two Degrees | Number of electric vehicles | BSP | 1.3375 | 1.9503 | 4.3705 | 7.446 | 11.4374 | 16.5551 | 23.1895 | 31.7589 | 43.0156 | 57.8438 | 77.1401 | 101.786 | 132.5114 | 169.5392 | 212.4785 | 259.7225 | 309.0416 | 357.2172 | 401.9597 | 440.9627 | 473.1147 | 497.9674 | 518.365 | 536.3256 | 545.6475 | 551.8595 | 557.4026 | 561.8405 | 564.5232 | 566.1289 | 566.6353 | 566.0266 | 564.38 | 560.6934 | Number of electric vehicles_Number of electric vehicles
SPENNYMOOR 132/66KV | SPENNYMOOR | NPgN | NG FES - Two Degrees | Number of electric vehicles | BSP | 135.839 | 198.0818 | 443.8916 | 779.6131 | 1235.719 | 1847.5754 | 2676.1859 | 3794.5061 | 5287.9447 | 7261.011 | 9833.3049 | 13122.7209 | 17226.858 | 22175.3913 | 27917.0602 | 34236.3865 | 40834.5295 | 47280.6198 | 53268.3095 | 58489.1451 | 62792.3853 | 66118.3622 | 68850.3667 | 71257.6709 | 72511.941 | 73351.1623 | 74100.8608 | 74702.622 | 75069.6107 | 75292.0547 | 75366.9886 | 75291.9494 | 75077.2462 | 74588.2883 | Number of electric vehicles_Number of electric vehicles
TORONTO | SPENNYMOOR | NPgN | NG FES - Two Degrees | Number of electric vehicles | BSP | 68.1886 | 99.4334 | 222.8253 | 395.741 | 634.2258 | 958.6666 | 1403.6958 | 2011.6591 | 2827.1252 | 3905.3169 | 5311.6303 | 7110.5781 | 9355.5633 | 12062.8016 | 15204.39 | 18662.3386 | 22273.0376 | 25800.6596 | 29077.5601 | 31934.9583 | 34290.0732 | 36110.2976 | 37605.7757 | 38923.7587 | 39611.1501 | 40071.559 | 40482.9747 | 40813.4212 | 41015.4016 | 41138.2171 | 41180.2478 | 41140.0969 | 41023.4021 | 40756.4366 | Number of electric vehicles_Number of electric vehicles
WORMALD GREEN 132/33KV | KNARESBOROUGH | NPgN | NG FES - Two Degrees | Number of electric vehicles | BSP | 70.3848 | 102.6358 | 230.0018 | 385.0831 | 580.4511 | 823.1079 | 1127.4242 | 1506.5964 | 1997.5914 | 2642.6907 | 3480.824 | 4550.1578 | 5882.302 | 7486.9611 | 9346.9085 | 11392.7285 | 13528.0327 | 15613.5675 | 17550.1997 | 19238.0465 | 20629.5751 | 21705.2832 | 22587.5096 | 23363.8365 | 23765.3705 | 24031.9648 | 24269.6032 | 24459.4239 | 24573.2314 | 24640.5433 | 24660.389 | 24632.1802 | 24559.2705 | 24398.4247 | Number of electric vehicles_Number of electric vehicles
ATTERCLIFFE | WEST MELTON / THORPE MARSH | NPgY | NG FES - Two Degrees | Number of electric vehicles | BSP | 101.9776 | 156.1443 | 277.6821 | 439.3694 | 655.6897 | 942.5856 | 1327.615 | 1844.9932 | 2531.6171 | 3434.1336 | 4605.1737 | 6096.617 | 7948.2635 | 10169.6154 | 12733.4656 | 15539.4126 | 18452.2543 | 21281.7874 | 23895.7962 | 26162.9524 | 28047.4594 | 29533.327 | 30753.8603 | 31829.3481 | 32389.7504 | 32764.7416 | 33099.7389 | 33368.6454 | 33532.6693 | 33632.1146 | 33665.6568 | 33632.1922 | 33536.3263 | 33317.9267 | Number of electric vehicles_Number of electric vehicles
BARUGH 132/66KV | WEST MELTON SECTION 3 | NPgY | NG FES - Two Degrees | Number of electric vehicles | BSP | 193.1063 | 295.6772 | 525.8229 | 815.1137 | 1191.2552 | 1676.3288 | 2310.1936 | 3139.8305 | 4234.3645 | 5672.1612 | 7536.9628 | 9911.236 | 12858.1795 | 16392.9385 | 20471.603 | 24934.6021 | 29567.0448 | 34066.4759 | 38222.5174 | 41826.1509 | 44818.1929 | 47173.0815 | 49105.88 | 50807.7923 | 51691.2269 | 52280.0088 | 52805.4038 | 53226.0873 | 53480.4538 | 53632.7627 | 53680.9018 | 53623.3603 | 53467.459 | 53118.2344 | Number of electric vehicles_Number of electric vehicles
BEESTON ROYDS 132/33KV | KIRKSTALL B | NPgY | NG FES - Two Degrees | Number of electric vehicles | BSP | 151.536 | 232.0264 | 412.6283 | 668.5298 | 1020.9937 | 1501.2211 | 2161.5782 | 3069.4053 | 4280.2189 | 5872.5664 | 7939.4032 | 10572.4319 | 13842.0643 | 17765.0588 | 22293.9383 | 27251.2085 | 32397.865 | 37397.8078 | 42017.528 | 46025.1315 | 49359.4581 | 51992.3773 | 54156.5878 | 56064.717 | 57062.1102 | 57731.7036 | 58330.4308 | 58812.016 | 59107.8385 | 59288.9603 | 59353.0466 | 59297.9212 | 59131.7242 | 58747.5901 | Number of electric vehicles_Number of electric vehicles
BEVERLEY 132/33KV | CREYKE BECK | NPgY | NG FES - Two Degrees | Number of electric vehicles | BSP | 179.9194 | 275.486 | 489.9154 | 787.9882 | 1195.0456 | 1745.366 | 2496.9194 | 3523.5829 | 4891.0176 | 6689.0832 | 9022.7143 | 11995.408 | 15686.6138 | 20115.2569 | 25227.5638 | 30823.2183 | 36632.482 | 42275.9937 | 47490.1501 | 52013.1558 | 55775.33 | 58744.8824 | 61185.3491 | 63336.7042 | 64460.2683 | 65213.8919 | 65887.588 | 66429.1744 | 66761.2206 | 66963.984 | 67034.8277 | 66971.3653 | 66782.784 | 66348.6514 | Number of electric vehicles_Number of electric vehicles
BINGLEY 132/33KV | BRADFORD WEST | NPgY | NG FES - Two Degrees | Number of electric vehicles | BSP | 71.4813 | 109.4495 | 194.6416 | 348.4939 | 580.4878 | 921.2569 | 1419.6967 | 2142.5326 | 3117.4119 | 4400.9493 | 6068.2449 | 8193.519 | 10833.8697 | 14002.7929 | 17662.9564 | 21670.6614 | 25832.4297 | 29876.4209 | 33613.9916 | 36857.8878 | 39562.375 | 41704.9237 | 43468.6481 | 45025.6477 | 45845.0554 | 46399.0362 | 46895.3531 | 47296.2904 | 47546.2163 | 47702.3257 | 47762.7408 | 47725.2983 | 47596.5857 | 47289.0855 | Number of electric vehicles_Number of electric vehicles
BLACKBURN MEADOWS B | WEST MELTON / THORPE MARSH | NPgY | NG FES - Two Degrees | Number of electric vehicles | BSP | 46.0932 | 70.5762 | 125.5105 | 194.866 | 285.2508 | 402.0815 | 555.0938 | 755.822 | 1020.7793 | 1368.8503 | 1820.3099 | 2395.1263 | 3108.6032 | 3964.4072 | 4951.9201 | 6032.504 | 7154.1261 | 8243.5542 | 9249.8532 | 10122.4182 | 10846.9679 | 11417.3161 | 11885.4688 | 12297.7232 | 12511.7904 | 12654.5106 | 12781.8787 | 12883.8853 | 12945.6123 | 12982.615 | 12994.3821 | 12980.5425 | 12942.8688 | 12858.354 | Number of electric vehicles_Number of electric vehicles
BLYTON | KEADBY | NPgY | NG FES - Two Degrees | Number of electric vehicles | BSP | 286.2403 | 438.2806 | 779.4242 | 1134.1524 | 1544.76 | 2008.398 | 2530.0647 | 3101.2462 | 3821.143 | 4762.1833 | 5978.634 | 7523.517 | 9437.1191 | 11729.391 | 14368.6366 | 17252.3938 | 20242.6178 | 23144.2587 | 25820.9488 | 28136.9323 | 30042.227 | 31519.6437 | 32724.0011 | 33778.2095 | 34307.6974 | 34648.116 | 34948.755 | 35183.8741 | 35314.1593 | 35381.9385 | 35385.8167 | 35326.0957 | 35207.4843 | 34972.173 | Number of electric vehicles_Number of electric vehicles
BRADFORD | BRADFORD WEST | NPgY | NG FES - Two Degrees | Number of electric vehicles | BSP | 56.7559 | 86.9025 | 154.5446 | 314.7036 | 574.2782 | 975.8414 | 1585.9577 | 2497.6941 | 3734.6761 | 5364.2873 | 7481.9921 | 10182.2251 | 13537.7083 | 17565.5688 | 22219.0371 | 27315.2493 | 32608.0072 | 37751.5573 | 42506.111 | 46633.7033 | 50078.6609 | 52812.4769 | 55064.6477 | 57054.15 | 58104.8531 | 58817.7591 | 59457.0906 | 59974.6847 | 60299.6958 | 60504.6825 | 60587.2634 | 60544.4173 | 60384.5257 | 59995.5499 | Number of electric vehicles_Number of electric vehicles
BRAMHAM | FERRYBRIDGE B | NPgY | NG FES - Two Degrees | Number of electric vehicles | BSP | 115.4589 | 176.7864 | 314.3912 | 492.2822 | 726.9433 | 1033.9412 | 1440.7019 | 1980.5089 | 2694.9092 | 3633.6638 | 4851.4853 | 6402.2802 | 8327.3834 | 10636.6809 | 13301.6997 | 16218.1227 | 19245.4722 | 22186.0783 | 24902.4945 | 27258.1808 | 29215.2429 | 30757.0216 | 32023 | 33138.1659 | 33718.2086 | 34105.6177 | 34451.5272 | 34728.8692 | 34897.3536 | 34998.9182 | 35032.1848 | 34996.0812 | 34895.3928 | 34667.8279 | Number of electric vehicles_Number of electric vehicles
BRANSHOLME | CREYKE BECK | NPgY | NG FES - Two Degrees | Number of electric vehicles | BSP | 136.5822 | 209.1297 | 371.9095 | 590.9489 | 885.6049 | 1278.4239 | 1808.1297 | 2523.1705 | 3473.0732 | 4721.7809 | 6342.1285 | 8405.9226 | 10968.2602 | 14042.2873 | 17590.4444 | 21473.7612 | 25505.1011 | 29421.2196 | 33039.1479 | 36177.1523 | 38786.023 | 40843.649 | 42534.0721 | 44023.7855 | 44800.5246 | 45320.6252 | 45785.3426 | 46158.5327 | 46386.4955 | 46524.9872 | 46572.1755 | 46526.4972 | 46394.3265 | 46092.3425 | Number of electric vehicles_Number of electric vehicles
BRIGHOUSE 132/33KV | ELLAND | NPgY | NG FES - Two Degrees | Number of electric vehicles | BSP | 92.9193 | 142.2746 | 253.0166 | 430.3725 | 687.0417 | 1051.9733 | 1572.2001 | 2310.5778 | 3302.0485 | 4606.8426 | 6301.2354 | 8460.5555 | 11142.7101 | 14361.4237 | 18078.371 | 22147.7238 | 26373.1296 | 30478.6144 | 34272.5785 | 37564.7992 | 40307.3601 | 42477.3 | 44262.5472 | 45837.7686 | 46664.5733 | 47222.0344 | 47721.093 | 48123.5742 | 48373.0526 | 48527.7046 | 48585.6195 | 48544.7617 | 48411.8176 | 48098.3704 | Number of electric vehicles_Number of electric vehicles
DONCASTER B/THORPE MARSH | WEST MELTON / THORPE MARSH | NPgY | NG FES - Two Degrees | Number of electric vehicles | BSP | 617.8493 | 946.0281 | 1682.3859 | 2520.4266 | 3550.2451 | 4800.4432 | 6334.6347 | 8210.7757 | 10646.1777 | 13839.8905 | 17977.2862 | 23240.4182 | 29768.3944 | 37594.9013 | 46618.9091 | 56488.3068 | 66728.8416 | 76672.1195 | 85852.403 | 93806.6466 | 100390.0976 | 105545.4343 | 109766.9823 | 113476.8151 | 115381.5702 | 116636.2952 | 117752.2392 | 118639.1543 | 119161.3887 | 119461.9981 | 119536.2757 | 119382.391 | 119016.508 | 118232.822 | Number of electric vehicles_Number of electric vehicles
DONCASTER CENTRAL | WEST MELTON / THORPE MARSH | NPgY | NG FES - Two Degrees | Number of electric vehicles | BSP | 74.0206 | 113.3377 | 201.5561 | 308.0216 | 443.4273 | 614.1126 | 832.1264 | 1110.81 | 1476.4653 | 1956.5193 | 2578.8997 | 3371.0838 | 4354.108 | 5533.0314 | 6893.0166 | 8380.904 | 9925.1007 | 11424.7961 | 12809.8279 | 14010.4712 | 15006.2942 | 15788.7348 | 16430.4383 | 16995.1108 | 17287.1639 | 17481.0637 | 17653.9017 | 17791.9585 | 17874.7251 | 17923.6729 | 17938.0957 | 17917.5662 | 17864.5239 | 17747.5215 | Number of electric vehicles_Number of electric vehicles
DRIFFIELD/BEVERLEY GROUP | CREYKE BECK | NPgY | NG FES - Two Degrees | Number of electric vehicles | BSP | 293.3498 | 449.1664 | 798.7831 | 1229.8848 | 1784.698 | 2492.7503 | 3408.4869 | 4594.4549 | 6155.2947 | 8205.1153 | 10863.2444 | 14247.1443 | 18446.794 | 23483.7898 | 29295.1967 | 35653.7429 | 42253.3589 | 48663.1723 | 54583.4032 | 59716.1791 | 63975.8546 | 67325.935 | 70074.6162 | 72494.2394 | 73748.2242 | 74582.5587 | 75326.7173 | 75921.9324 | 76280.4884 | 76494.0286 | 76559.5401 | 76475.0148 | 76250.8806 | 75752.241 | Number of electric vehicles_Number of electric vehicles
FEATHERSTONE | FERRYBRIDGE B | NPgY | NG FES - Two Degrees | Number of electric vehicles | BSP | 129.9329 | 198.9484 | 353.8035 | 568.8915 | 862.5157 | 1259.3487 | 1801.129 | 2541.027 | 3526.4539 | 4822.2022 | 6503.8905 | 8646.1009 | 11306.0852 | 14497.482 | 18181.535 | 22213.8928 | 26400.1771 | 30467.0121 | 34224.4385 | 37483.7993 | 40194.8606 | 42334.7122 | 44093.292 | 45643.5296 | 46453.1245 | 46996.1339 | 47481.5478 | 47871.7641 | 48110.9854 | 48257.0485 | 48308.0531 | 48262.2817 | 48126.3548 | 47813.4922 | Number of electric vehicles_Number of electric vehicles
GIRLINGTON | BRADFORD WEST | NPgY | NG FES - Two Degrees | Number of electric vehicles | BSP | 26.0959 | 39.9571 | 71.0583 | 155.5003 | 296.2761 | 518.1482 | 859.6082 | 1374.843 | 2075.191 | 2998.0113 | 4197.3842 | 5726.8222 | 7627.5475 | 9909.2572 | 12545.5784 | 15432.8838 | 18431.6572 | 21345.9946 | 24040.0578 | 26379.0517 | 28331.8748 | 29882.4015 | 31160.0601 | 32288.9375 | 32885.7744 | 33291.1798 | 33654.8566 | 33949.4817 | 34134.8984 | 34252.1853 | 34299.994 | 34276.5651 | 34186.6479 | 33966.6327 | Number of electric vehicles_Number of electric vehicles
HALIFAX 132/33KV | ELLAND | NPgY | NG FES - Two Degrees | Number of electric vehicles | BSP | 23.8282 | 36.4848 | 64.8835 | 120.4638 | 206.3153 | 334.7119 | 525.0874 | 804.2142 | 1181.4978 | 1678.3452 | 2323.8402 | 3146.7356 | 4169.1597 | 5396.3357 | 6813.8836 | 8366.1312 | 9978.1221 | 11544.5591 | 12992.3879 | 14249.0988 | 15297.2587 | 16128.1575 | 16812.3395 | 17416.4766 | 17734.8339 | 17950.3556 | 18143.5151 | 18299.6814 | 18397.2957 | 18458.4913 | 18482.5415 | 18468.5779 | 18419.1526 | 18300.2837 | Number of electric vehicles_Number of electric vehicles
HECKMONDWIKE | SKELTON GRANGE | NPgY | NG FES - Two Degrees | Number of electric vehicles | BSP | 56.5104 | 86.5267 | 153.8763 | 278.1684 | 466.8542 | 745.4303 | 1154.4949 | 1749.607 | 2552.7408 | 3610.2252 | 4983.9419 | 6735.0539 | 8910.6194 | 11521.7571 | 14537.7534 | 17840.1879 | 21269.6187 | 24602.0377 | 27682.0052 | 30355.23 | 32584.2002 | 34350.3606 | 35804.3666 | 37088.0413 | 37763.8631 | 38220.9479 | 38630.499 | 38961.4236 | 39167.8726 | 39296.9639 | 39347.1505 | 39316.6309 | 39210.8339 | 38957.5902 | Number of electric vehicles_Number of electric vehicles
HOLMFIELD | BRADFORD WEST | NPgY | NG FES - Two Degrees | Number of electric vehicles | BSP | 84.0631 | 128.7144 | 228.9015 | 423.3305 | 722.9277 | 1170.2006 | 1832.5032 | 2802.5432 | 4113.4285 | 5839.7056 | 8082.4204 | 10941.4665 | 14493.7184 | 18757.3248 | 23682.2992 | 29075.2266 | 34675.6943 | 40117.8748 | 45147.954 | 49514.0082 | 53155.377 | 56041.7941 | 58418.4747 | 60517.0506 | 61622.7827 | 62371.2466 | 63042.0273 | 63584.3008 | 63923.1696 | 64135.5372 | 64218.8787 | 64170.1872 | 63998.3289 | 63585.2698 | Number of electric vehicles_Number of electric vehicles
HULL EAST 132/33KV | SALTEND NORTH | NPgY | NG FES - Two Degrees | Number of electric vehicles | BSP | 127.9089 | 195.8494 | 348.2922 | 548.8782 | 815.8103 | 1168.021 | 1638.458 | 2267.6995 | 3101.9271 | 4198.3413 | 5620.8667 | 7432.505 | 9681.5795 | 12379.6349 | 15493.5448 | 18901.3866 | 22438.977 | 25875.3221 | 29049.8346 | 31802.9973 | 34091.0404 | 35894.5267 | 37375.7544 | 38680.7992 | 39360.3729 | 39814.7969 | 40220.6776 | 40546.3442 | 40744.6964 | 40864.7038 | 40904.757 | 40863.5478 | 40746.6689 | 40481.1783 | Number of electric vehicles_Number of electric vehicles
HULL SOUTH | CREYKE BECK | NPgY | NG FES - Two Degrees | Number of electric vehicles | BSP | 156.0124 | 238.8804 | 424.8172 | 682.311 | 1033.3514 | 1507.1955 | 2153.4004 | 3035.0009 | 4208.8907 | 5752.4151 | 7755.6485 | 10307.4273 | 13475.9432 | 17277.4427 | 21665.7356 | 26468.8829 | 31455.3566 | 36299.5278 | 40775.1231 | 44657.4179 | 47886.4858 | 50435.0322 | 52529.4238 | 54375.6409 | 55339.6725 | 55986.1707 | 56564.0731 | 57028.5971 | 57313.2836 | 57487.031 | 57547.5756 | 57492.8815 | 57330.8344 | 56958.0934 | Number of electric vehicles_Number of electric vehicles
HULL WEST | CREYKE BECK | NPgY | NG FES - Two Degrees | Number of electric vehicles | BSP | 137.8928 | 211.1364 | 375.4782 | 584.154 | 856.913 | 1210.5314 | 1675.0046 | 2286.0959 | 3093.2582 | 4153.6902 | 5529.1704 | 7280.5482 | 9454.4659 | 12062.0923 | 15071.1261 | 18363.8212 | 21781.6134 | 25101.3476 | 28167.8241 | 30826.8538 | 33035.1054 | 34773.739 | 36200.9737 | 37457.8934 | 38110.8423 | 38546.366 | 38935.0909 | 39246.5016 | 39435.1329 | 39548.3712 | 39584.6587 | 39542.8448 | 39428.3312 | 39170.9553 | Number of electric vehicles_Number of electric vehicles
HUMBERSTON | GRIMSBY WEST | NPgY | NG FES - Two Degrees | Number of electric vehicles | BSP | 77.5218 | 118.6986 | 211.0898 | 339.3226 | 514.3191 | 750.7539 | 1073.4602 | 1514.0606 | 2100.838 | 2872.3934 | 3873.7535 | 5149.3273 | 6733.2047 | 8633.5067 | 10827.1529 | 13228.1911 | 15720.8808 | 18142.4427 | 20379.7667 | 22320.5174 | 23934.7724 | 25208.8893 | 26255.9803 | 27179.0146 | 27661.0425 | 27984.3353 | 28273.3344 | 28505.6507 | 28648.0608 | 28735.0037 | 28765.348 | 28738.0722 | 28657.1185 | 28470.8175 | Number of electric vehicles_Number of electric vehicles
HUNNINGLEY | WEST MELTON SECTION 3 | NPgY | NG FES - Two Degrees | Number of electric vehicles | BSP | 82.7781 | 126.7467 | 225.4023 | 347.1094 | 503.7827 | 703.7821 | 962.5134 | 1297.6874 | 1738.8343 | 2318.1878 | 3069.4747 | 4025.8948 | 5212.8805 | 6636.5355 | 8279.0747 | 10076.2611 | 11941.5862 | 13753.2675 | 15426.5753 | 16877.319 | 18081.3017 | 19028.2089 | 19805.1362 | 20489.0591 | 20843.5211 | 21079.3717 | 21289.7339 | 21457.9968 | 21559.3678 | 21619.7486 | 21638.2876 | 21614.416 | 21551.0814 | 21410.1534 | Number of electric vehicles_Number of electric vehicles
HUNSHELF | WEST MELTON SECTION 3 | NPgY | NG FES - Two Degrees | Number of electric vehicles | BSP | 93.2775 | 142.823 | 253.9919 | 392.1837 | 570.8071 | 799.7853 | 1097.2431 | 1484.2428 | 1994.1062 | 2663.7741 | 3532.2388 | 4637.8901 | 6010.1411 | 7656.0464 | 9555.0929 | 11633.0002 | 13789.7349 | 15884.4863 | 17819.2964 | 19496.8348 | 20889.3013 | 21984.7808 | 22883.7344 | 23675.1708 | 24085.6222 | 24358.9151 | 24602.7206 | 24797.8187 | 24915.5368 | 24985.8103 | 25007.6549 | 24980.3939 | 24907.4355 | 24744.6399 | Number of electric vehicles_Number of electric vehicles
IMMINGHAM | GRIMSBY WEST | NPgY | NG FES - Two Degrees | Number of electric vehicles | BSP | 54.959 | 84.1513 | 149.6519 | 228.9828 | 330.0788 | 457.7823 | 621.2453 | 830.6711 | 1105.6009 | 1466.5654 | 1934.5663 | 2530.2687 | 3269.4952 | 4156.0495 | 5178.7882 | 6297.7303 | 7459.0322 | 8586.8791 | 9628.5086 | 10531.4882 | 11280.5037 | 11869.1193 | 12351.8971 | 12776.7493 | 12996.5642 | 13142.5587 | 13272.7089 | 13376.693 | 13439.0856 | 13476.0301 | 13486.9958 | 13471.6556 | 13431.8443 | 13343.8967 | Number of electric vehicles_Number of electric vehicles
KIRKHAW LANE | FERRYBRIDGE B | NPgY | NG FES - Two Degrees | Number of electric vehicles | BSP | 75.5764 | 115.7199 | 205.7925 | 329.8941 | 498.6877 | 726.041 | 1035.4974 | 1456.9226 | 2017.8495 | 2755.3711 | 3712.5232 | 4931.7471 | 6445.6189 | 8261.9017 | 10358.5061 | 12653.2894 | 15035.6405 | 17349.9873 | 19488.2211 | 21342.9714 | 22885.532 | 24102.858 | 25103.2019 | 25984.9701 | 26445.2862 | 26753.904 | 27029.7565 | 27251.4543 | 27387.2488 | 27470.0624 | 27498.8134 | 27472.5374 | 27395.0017 | 27216.8563 | Number of electric vehicles_Number of electric vehicles
KIRKSTALL C 2/5 | KIRKSTALL B | NPgY | NG FES - Two Degrees | Number of electric vehicles | BSP | 15.4666 | 23.6819 | 42.1151 | 78.1053 | 133.6593 | 216.7024 | 339.7859 | 520.1965 | 764.0352 | 1085.1461 | 1502.3258 | 2034.1567 | 2694.9399 | 3488.0511 | 4404.1953 | 5407.3926 | 6449.1999 | 7461.5653 | 8397.2745 | 9209.4651 | 9886.8655 | 10423.8462 | 10866.0057 | 11256.4328 | 11462.1659 | 11601.4382 | 11726.2585 | 11827.1716 | 11890.2443 | 11929.7816 | 11945.3137 | 11936.2799 | 11904.3296 | 11827.5021 | Number of electric vehicles_Number of electric vehicles
KIRKSTALL C/RING ROAD HORSFORTH | KIRKSTALL B | NPgY | NG FES - Two Degrees | Number of electric vehicles | BSP | 211.3805 | 323.658 | 575.583 | 934.9997 | 1431.5277 | 2109.8685 | 3044.8613 | 4333.0298 | 6051.9234 | 8312.5584 | 11246.9151 | 14985.2048 | 19627.4157 | 25197.3384 | 31627.6396 | 38666.2869 | 45973.9075 | 53073.2764 | 59632.8531 | 65323.3957 | 70058.3402 | 73797.7606 | 76871.6864 | 79582.0342 | 80999.1643 | 81950.8325 | 82801.8528 | 83486.4973 | 83907.3226 | 84165.208 | 84256.8392 | 84179.0963 | 83943.5378 | 83398.3459 | Number of electric vehicles_Number of electric vehicles
LEEDS EAST | SKELTON GRANGE | NPgY | NG FES - Two Degrees | Number of electric vehicles | BSP | 129.764 | 198.6898 | 353.3436 | 577.7619 | 890.0652 | 1319.509 | 1914.7933 | 2739.1567 | 3840.3722 | 5288.8207 | 7169.0848 | 9564.628 | 12539.5538 | 16109.1039 | 20230.2411 | 24741.4115 | 29425.0775 | 33975.3653 | 38179.8011 | 41827.3939 | 44863.0789 | 47261.2907 | 49232.989 | 50971.6989 | 51881.4207 | 52492.7746 | 53039.5801 | 53479.6772 | 53750.5958 | 53916.9621 | 53976.6532 | 53927.6242 | 53777.2838 | 53428.2043 | Number of electric vehicles_Number of electric vehicles
LEEDS NORTH | SKELTON GRANGE | NPgY | NG FES - Two Degrees | Number of electric vehicles | BSP | 67.089 | 102.7242 | 182.6814 | 324.5437 | 537.2517 | 848.3387 | 1301.8441 | 1957.7178 | 2841.7965 | 4005.7189 | 5517.5788 | 7444.6663 | 9838.7428 | 12712.0475 | 16030.685 | 19664.3761 | 23437.7102 | 27104.2215 | 30492.8651 | 33433.8525 | 35885.5518 | 37827.5263 | 39426.0252 | 40837.0781 | 41579.4322 | 42081.1487 | 42530.5993 | 42893.6017 | 43119.7227 | 43260.8312 | 43315.2238 | 43280.9575 | 43164.0046 | 42885.0652 | Number of electric vehicles_Number of electric vehicles
LINDLEY | ELLAND | NPgY | NG FES - Two Degrees | Number of electric vehicles | BSP | 115.0413 | 176.147 | 313.2541 | 528.1977 | 836.7774 | 1272.6075 | 1890.5336 | 2763.4845 | 3934.517 | 5475.464 | 7476.3876 | 10026.2186 | 13193.3089 | 16993.8682 | 21382.5367 | 26187.1587 | 31175.9304 | 36023.026 | 40502.2124 | 44388.8739 | 47626.0481 | 50186.603 | 52292.9466 | 54151.2841 | 55126.1141 | 55782.978 | 56370.9258 | 56844.9169 | 57138.3469 | 57319.9303 | 57387.4102 | 57338.4256 | 57180.8701 | 56810.4688 | Number of electric vehicles_Number of electric vehicles
LOW ROAD | SKELTON GRANGE | NPgY | NG FES - Two Degrees | Number of electric vehicles | BSP | 73.5472 | 112.6128 | 200.267 | 329.7727 | 511.3619 | 762.7256 | 1113.1527 | 1600.9228 | 2253.2144 | 3111.2815 | 4225.2426 | 5644.5617 | 7407.2363 | 9522.2949 | 11964.3036 | 14637.516 | 17413.0078 | 20109.5175 | 22601.1473 | 24762.8832 | 26562.3387 | 27984.3783 | 29153.6828 | 30184.944 | 30724.8807 | 31087.9843 | 31412.8136 | 31674.3658 | 31835.6121 | 31934.8321 | 31970.7681 | 31942.182 | 31853.4646 | 31646.8086 | Number of electric vehicles_Number of electric vehicles
MALLARD WAY | WEST MELTON / THORPE MARSH | NPgY | NG FES - Two Degrees | Number of electric vehicles | BSP | 95.5413 | 146.2894 | 260.1563 | 393.7521 | 560.9423 | 768.0731 | 1027.9054 | 1353.6262 | 1779.0158 | 2337.2187 | 3060.6767 | 3981.2836 | 5123.4369 | 6493.0213 | 8072.6089 | 9800.5031 | 11593.6107 | 13334.8821 | 14942.8116 | 16336.3859 | 17491.1805 | 18397.2123 | 19139.7858 | 19792.8455 | 20129.5559 | 20352.3584 | 20550.7716 | 20708.92 | 20803.0158 | 20858.0414 | 20873.1752 | 20847.9968 | 20785.3376 | 20648.8887 | Number of electric vehicles_Number of electric vehicles
MENSTON | BRADFORD WEST | NPgY | NG FES - Two Degrees | Number of electric vehicles | BSP | 108.671 | 166.393 | 295.908 | 473.5126 | 714.553 | 1038.5659 | 1478.7904 | 2077.2838 | 2873.5983 | 3920.5739 | 5279.2986 | 7010.0133 | 9158.9535 | 11737.1397 | 14713.1886 | 17970.5086 | 21352.1004 | 24637.1408 | 27672.1719 | 30304.7812 | 32494.1201 | 34221.6665 | 35641.2158 | 36892.4451 | 37545.4817 | 37983.2022 | 38374.4244 | 38688.7954 | 38881.254 | 38998.5389 | 39039.1143 | 39001.6222 | 38891.4101 | 38638.459 | Number of electric vehicles_Number of electric vehicles
MOSS ROAD | GRIMSBY WEST | NPgY | NG FES - Two Degrees | Number of electric vehicles | BSP | 66.8811 | 102.4058 | 182.1153 | 285.7545 | 422.8622 | 602.7407 | 841.7101 | 1159.6764 | 1580.7323 | 2134.0531 | 2851.8911 | 3766.0273 | 4900.8329 | 6262.1347 | 7833.1719 | 9552.4434 | 11337.1297 | 13070.6989 | 14672.1276 | 16060.9287 | 17214.849 | 18124.0726 | 18870.7106 | 19528.4496 | 19870.6958 | 20099.3721 | 20303.5753 | 20467.3412 | 20566.9148 | 20627.0131 | 20646.8238 | 20625.7054 | 20566.4793 | 20432.3975 | Number of electric vehicles_Number of electric vehicles
OSGODBY 1/2 | DRAX | NPgY | NG FES - Two Degrees | Number of electric vehicles | BSP | 0 | 0 | 0 | 0 | 0 | 0 | 0 | 0 | 0 | 0 | 0 | 0 | 0 | 0 | 0 | 0 | 0 | 0 | 0 | 0 | 0 | 0 | 0 | 0 | 0 | 0 | 0 | 0 | 0 | 0 | 0 | 0 | 0 | 0 | Number of electric vehicles_Number of electric vehicles
OSGODBY 3/4 | DRAX | NPgY | NG FES - Two Degrees | Number of electric vehicles | BSP | 81.1546 | 124.2609 | 220.9816 | 353.9492 | 534.6185 | 777.7399 | 1108.3798 | 1558.2985 | 2157.048 | 2944.286 | 3965.9474 | 5267.3316 | 6883.2074 | 8821.8616 | 11059.7065 | 13509.0683 | 16051.8874 | 18522.1134 | 20804.354 | 22784.0041 | 24430.3883 | 25729.581 | 26797.1746 | 27738.2022 | 28229.4008 | 28558.6865 | 28853.0034 | 29089.5242 | 29234.3631 | 29322.6627 | 29353.2682 | 29325.1541 | 29242.3416 | 29052.1671 | Number of electric vehicles_Number of electric vehicles
RODLEY | SKELTON GRANGE | NPgY | NG FES - Two Degrees | Number of electric vehicles | BSP | 133.598 | 204.5603 | 363.7835 | 597.9748 | 925.7381 | 1378.7024 | 2009.3004 | 2885.9543 | 4057.9868 | 5599.7133 | 7601.1787 | 10151.2485 | 13318.1846 | 17118.2094 | 21505.5977 | 26308.3358 | 31294.8035 | 36139.3468 | 40615.7715 | 44499.4692 | 47732.1475 | 50286.6076 | 52386.9967 | 54239.366 | 55209.0511 | 55861.0467 | 56444.2888 | 56913.8655 | 57203.2549 | 57381.2378 | 57445.5545 | 57393.9923 | 57234.4391 | 56863.0701 | Number of electric vehicles_Number of electric vehicles
SAINT ANDREWS ROAD 132/33KV | SKELTON GRANGE | NPgY | NG FES - Two Degrees | Number of electric vehicles | BSP | 73.4433 | 112.4537 | 199.9841 | 352.5835 | 580.0841 | 911.3306 | 1392.563 | 2086.5616 | 3021.4916 | 4252.2892 | 5850.9519 | 7888.6213 | 10420.0161 | 13458.0792 | 16966.9215 | 20808.8093 | 24798.2942 | 28674.7946 | 32257.459 | 35366.7595 | 37958.4964 | 40011.0516 | 41700.4463 | 43191.6401 | 43975.8856 | 44505.7262 | 44980.3247 | 45363.5551 | 45602.1023 | 45750.8194 | 45807.9052 | 45771.3251 | 45647.3934 | 45352.3215 | Number of electric vehicles_Number of electric vehicles
SALTEND 132/33KV | SALTEND NORTH | NPgY | NG FES - Two Degrees | Number of electric vehicles | BSP | 0.05684 | 0.087031 | 0.15477 | 0.2536 | 0.39145 | 0.58139 | 0.84512 | 1.2109 | 1.6997 | 2.3427 | 3.1774 | 4.2408 | 5.5615 | 7.1461 | 8.9756 | 10.9783 | 13.0576 | 15.0777 | 16.9443 | 18.5637 | 19.9115 | 20.9763 | 21.8519 | 22.624 | 23.028 | 23.2996 | 23.5426 | 23.7381 | 23.8585 | 23.9325 | 23.9592 | 23.9375 | 23.8709 | 23.7159 | Number of electric vehicles_Number of electric vehicles
SANTON | KEADBY | NPgY | NG FES - Two Degrees | Number of electric vehicles | BSP | 85.9634 | 131.624 | 234.0758 | 372.0463 | 557.7168 | 805.3302 | 1139.3389 | 1590.3512 | 2189.5434 | 2977.2254 | 3999.3419 | 5301.1895 | 6917.5246 | 8856.6395 | 11094.8454 | 13544.4778 | 16087.4882 | 18557.819 | 20840.0523 | 22819.5497 | 24465.2832 | 25763.3059 | 26829.6941 | 27769.4738 | 28259.4977 | 28587.6301 | 28880.8248 | 29116.2807 | 29260.1227 | 29347.5213 | 29377.3208 | 29348.5336 | 29265.1806 | 29074.6978 | Number of electric vehicles_Number of electric vehicles
SCUNTHORPE NORTH | KEADBY | NPgY | NG FES - Two Degrees | Number of electric vehicles | BSP | 44.9085 | 68.7622 | 122.2846 | 200.145 | 308.6113 | 457.9015 | 665.0112 | 952.0308 | 1335.5019 | 1839.8963 | 2494.6695 | 3328.8874 | 4364.8749 | 5607.9396 | 7043.0997 | 8614.0936 | 10245.1636 | 11829.7899 | 13293.9801 | 14564.259 | 15621.4708 | 16456.7138 | 17143.426 | 17749.0028 | 18065.8812 | 18278.852 | 18469.3421 | 18622.6678 | 18717.0732 | 18775.0629 | 18795.8974 | 18778.8626 | 18726.5384 | 18604.9899 | Number of electric vehicles_Number of electric vehicles
SCUNTHORPE SOUTH | KEADBY | NPgY | NG FES - Two Degrees | Number of electric vehicles | BSP | 78.2515 | 119.8159 | 213.0767 | 349.4138 | 539.7378 | 802.1738 | 1166.824 | 1672.8846 | 2349.2084 | 3238.8313 | 4393.708 | 5865.1095 | 7692.4172 | 9884.9924 | 12416.4286 | 15187.483 | 18064.5228 | 20859.6568 | 23442.3737 | 25683.0755 | 27548.0437 | 29021.5805 | 30233.1279 | 31301.5673 | 31860.751 | 32236.6457 | 32572.8799 | 32843.5477 | 33010.2711 | 33112.7408 | 33149.6528 | 33119.7395 | 33027.5521 | 32813.2119 | Number of electric vehicles_Number of electric vehicles
SILSDEN | BRADFORD WEST | NPgY | NG FES - Two Degrees | Number of electric vehicles | BSP | 143.2918 | 219.4031 | 390.1794 | 641.8436 | 994.3417 | 1481.8281 | 2160.8907 | 3105.4228 | 4368.3472 | 6029.6551 | 8186.3777 | 10934.2771 | 14346.9146 | 18441.7704 | 23169.5854 | 28344.9953 | 33718.4041 | 38938.8868 | 43762.6992 | 47947.8074 | 51431.4444 | 54184.3037 | 56447.8596 | 58444.1544 | 59489.2551 | 60192.0095 | 60820.6706 | 61326.8374 | 61638.8242 | 61830.7454 | 61900.1664 | 61844.697 | 61672.8377 | 61272.6923 | Number of electric vehicles_Number of electric vehicles
SOWERBY BRIDGE 132/33KV | ELLAND | NPgY | NG FES - Two Degrees | Number of electric vehicles | BSP | 96.0229 | 147.0268 | 261.4678 | 448.1593 | 720.1688 | 1109.0505 | 1665.8991 | 2459.2687 | 3525.419 | 4928.606 | 6750.87 | 9073.2435 | 11958.0265 | 15419.9777 | 19417.9537 | 23795.0817 | 28340.1386 | 32756.2687 | 36837.3916 | 40378.9148 | 43329.5828 | 45664.7145 | 47586.0662 | 49281.5307 | 50171.8733 | 50772.4692 | 51310.2168 | 51744.0308 | 52013.2059 | 52180.2991 | 52243.2559 | 52199.8558 | 52057.2912 | 51720.372 | Number of electric vehicles_Number of electric vehicles
STAYGATE | SKELTON GRANGE | NPgY | NG FES - Two Degrees | Number of electric vehicles | BSP | 59.9801 | 91.8394 | 163.3242 | 308.7114 | 535.687 | 877.7787 | 1387.9063 | 2139.2433 | 3155.7059 | 4494.4151 | 6233.7486 | 8451.204 | 11206.4316 | 14513.5043 | 18333.7545 | 22517.1265 | 26861.5884 | 31083.3499 | 34985.538 | 38372.7542 | 41198.3238 | 43438.7904 | 45283.8577 | 46913.2262 | 47772.2974 | 48354.1878 | 48875.78 | 49297.618 | 49561.5869 | 49727.3156 | 49792.8465 | 49755.8058 | 49623.0717 | 49302.9686 | Number of electric vehicles_Number of electric vehicles
THORNHILL 132KV | ELLAND | NPgY | NG FES - Two Degrees | Number of electric vehicles | BSP | 149.2947 | 228.5946 | 406.5253 | 681.6286 | 1074.4724 | 1626.8355 | 2407.0906 | 3505.831 | 4978.7645 | 6916.8456 | 9433.3318 | 12640.0457 | 16622.9239 | 21402.355 | 26921.2034 | 32963.0026 | 39236.2828 | 45331.3303 | 50963.6448 | 55850.7527 | 59920.6873 | 63139.3109 | 65786.7556 | 68122.3057 | 69346.9662 | 70171.823 | 70910.0517 | 71505.0416 | 71873.0518 | 72100.5138 | 72184.5888 | 72122.3444 | 71923.7061 | 71457.6505 | Number of electric vehicles_Number of electric vehicles
WAKEFIELD MONCKTON ROAD | WEST MELTON SECTION 3 | NPgY | NG FES - Two Degrees | Number of electric vehicles | BSP | 114.834 | 175.8297 | 312.6898 | 483.6044 | 705.0674 | 989.6735 | 1360.3098 | 1843.7358 | 2481.0087 | 3318.0703 | 4403.6658 | 5785.7916 | 7501.2248 | 9558.7832 | 11932.8584 | 14530.5808 | 17226.8837 | 19845.7264 | 22264.6502 | 24361.9839 | 26103.1022 | 27473.1165 | 28597.4452 | 29587.3702 | 30100.9566 | 30443.058 | 30748.2823 | 30992.5908 | 31140.1329 | 31228.3235 | 31255.9325 | 31222.1001 | 31131.0871 | 30927.6725 | Number of electric vehicles_Number of electric vehicles
WAKEFIELD NORTH | SKELTON GRANGE | NPgY | NG FES - Two Degrees | Number of electric vehicles | BSP | 201.1694 | 308.0232 | 547.7786 | 849.4505 | 1241.8965 | 1748.2648 | 2410.2991 | 3277.2605 | 4421.1736 | 5923.8543 | 7872.8261 | 10354.281 | 13434.2742 | 17128.6341 | 21391.4812 | 26056.0356 | 30897.6983 | 35600.3532 | 39944.1229 | 43710.5525 | 46837.8334 | 49299.2521 | 51319.5198 | 53098.4782 | 54021.9784 | 54637.5136 | 55186.7943 | 55626.6261 | 55892.6189 | 56051.9311 | 56102.3551 | 56042.3068 | 55879.4377 | 55514.4809 | Number of electric vehicles_Number of electric vehicles
WEST MELTON | WEST MELTON SECTION 3 | NPgY | NG FES - Two Degrees | Number of electric vehicles | BSP | 394.01 | 603.2937 | 1072.8781 | 1645.6988 | 2378.5746 | 3308.1831 | 4503.1187 | 6040.8404 | 8061.6215 | 10715.0609 | 14155.5768 | 18535.136 | 23970.1178 | 30488.4813 | 38008.495 | 46236.1378 | 54775.4432 | 63068.9177 | 70728.6224 | 77369.0627 | 82878.3681 | 87209.2566 | 90761.9351 | 93888.7429 | 95507.6422 | 96583.653 | 97543.0857 | 98309.9842 | 98770.8927 | 99044.4654 | 99126.8008 | 99015.4149 | 98723.7987 | 98077.7205 | Number of electric vehicles_Number of electric vehicles
WHINMOOR | FERRYBRIDGE B | NPgY | NG FES - Two Degrees | Number of electric vehicles | BSP | 137.3956 | 210.375 | 374.1242 | 613.0408 | 946.2895 | 1405.4707 | 2043.0974 | 2927.4989 | 4109.3149 | 5663.833 | 7681.836 | 10252.9107 | 13445.8672 | 17277.0632 | 21700.3445 | 26542.3032 | 31569.4413 | 36453.4519 | 40966.2861 | 44881.4899 | 48140.0978 | 50714.6777 | 52831.473 | 54698.207 | 55675.1178 | 56331.767 | 56919.1209 | 57391.9171 | 57683.0986 | 57862.0214 | 57926.407 | 57874.0458 | 57712.89 | 57338.3264 | Number of electric vehicles_Number of electric vehicles
WOLD NEWTON | KEADBY | NPgY | NG FES - Two Degrees | Number of electric vehicles | BSP | 361.7979 | 553.9717 | 985.1655 | 1418.462 | 1907.57 | 2441.6521 | 3016.0263 | 3604.036 | 4330.4039 | 5277.7822 | 6500.5533 | 8051.6575 | 9971.1569 | 12269.0868 | 14912.1758 | 17798.1821 | 20789.3299 | 23690.5946 | 26365.3006 | 28677.26 | 30570.9737 | 32028.9254 | 33213.4523 | 34247.264 | 34757.8763 | 35079.8878 | 35362.6379 | 35580.8152 | 35695.3047 | 35748.8435 | 35740.0216 | 35669.7372 | 35542.6928 | 35302.6907 | Number of electric vehicles_Number of electric vehicles
YARBOROUGH ROAD 132/33KV | GRIMSBY WEST | NPgY | NG FES - Two Degrees | Number of electric vehicles | BSP | 96.3012 | 147.4528 | 262.2253 | 434.4701 | 677.5404 | 1015.8841 | 1489.8024 | 2152.2376 | 3038.8941 | 4205.3669 | 5719.8006 | 7649.4593 | 10046.0222 | 12921.7622 | 16242.172 | 19877.0464 | 23651.0635 | 27317.7461 | 30705.9155 | 33645.6015 | 36093.036 | 38027.6541 | 39618.6258 | 41021.9164 | 41757.0384 | 42251.683 | 42694.2576 | 43050.7426 | 43270.7774 | 43406.3935 | 43455.8817 | 43417.5292 | 43297.3065 | 43016.5297 | Number of electric vehicles_Number of electric vehicles

## TD_Number of heat pumps (all)
Bulk Supply Point Name | Grid Supply Point Connected to | Licence area | Scenario name | Output parameter_Unit | Substation Type in Forecasting Model | 2017 | 2018 | 2019 | 2020 | 2021 | 2022 | 2023 | 2024 | 2025 | 2026 | 2027 | 2028 | 2029 | 2030 | 2031 | 2032 | 2033 | 2034 | 2035 | 2036 | 2037 | 2038 | 2039 | 2040 | 2041 | 2042 | 2043 | 2044 | 2045 | 2046 | 2047 | 2048 | 2049 | 2050 | Output parameter_Output
ANNFIELD | STELLA SOUTH | NPgN | NG FES - Two Degrees | Number of heat pumps (domestic and I&C) | BSP | 286.1741 | 309.0906 | 352.9774 | 401.8696 | 543.641 | 691.3746 | 840.2323 | 986.0841 | 1131.8486 | 2093.6566 | 3026.1593 | 3955.7773 | 4883.4257 | 5818.6801 | 6662.5179 | 7493.7507 | 8325.0876 | 9156.4141 | 9987.6587 | 10602.3463 | 11234.9076 | 11867.7034 | 12500.3005 | 13132.7082 | 13238.6272 | 13346.4328 | 13454.243 | 13562.0578 | 13669.8772 | 13649.7179 | 13628.4541 | 13607.1977 | 13585.9484 | 13564.706 | Number of heat pumps (domestic and I&C)_Number of heat pumps (domestic and I&C)
BARRACK ROAD | STELLA NORTH | NPgN | NG FES - Two Degrees | Number of heat pumps (domestic and I&C) | BSP | 160.3105 | 169.0162 | 180.7483 | 195.8394 | 242.4096 | 296.8333 | 345.5972 | 400.3361 | 454.1651 | 810.4762 | 1183.6864 | 1559.1334 | 1936.4219 | 2308.0933 | 2639.4589 | 2976.4077 | 3313.0636 | 3649.4877 | 3985.7181 | 4236.3738 | 4478.7749 | 4720.0903 | 4961.3862 | 5202.6598 | 5237.6224 | 5271.6792 | 5305.7482 | 5339.8293 | 5373.9226 | 5358.0824 | 5342.795 | 5327.5175 | 5312.2499 | 5296.9917 | Number of heat pumps (domestic and I&C)_Number of heat pumps (domestic and I&C)
BLUCHER | STELLA NORTH | NPgN | NG FES - Two Degrees | Number of heat pumps (domestic and I&C) | BSP | 291.6968 | 317.3123 | 354.3874 | 400.0178 | 539.0757 | 716.1178 | 880.1911 | 1053.3235 | 1223.4837 | 2319.8257 | 3369.8943 | 4416.5138 | 5462.0785 | 6515.245 | 7464.8417 | 8395.0814 | 9325.581 | 10256.169 | 11186.7373 | 11873.6933 | 12588.4538 | 13302.5871 | 14016.4705 | 14730.1169 | 14852.0316 | 14976.7939 | 15101.5559 | 15226.3174 | 15351.0788 | 15331.9236 | 15311.0902 | 15290.2611 | 15269.4363 | 15248.6156 | Number of heat pumps (domestic and I&C)_Number of heat pumps (domestic and I&C)
BOWESFIELD | NORTON | NPgN | NG FES - Two Degrees | Number of heat pumps (domestic and I&C) | BSP | 399.2793 | 431.7799 | 497.923 | 567.8976 | 768.7587 | 981.5184 | 1188.6 | 1400.5254 | 1611.2895 | 3016.1844 | 4404.7107 | 5790.4235 | 7174.6749 | 8561.273 | 9807.2607 | 11049.8064 | 12292.0437 | 13533.9436 | 14775.4889 | 15695.9108 | 16620.5046 | 17545.3315 | 18469.9314 | 19394.3077 | 19541.2438 | 19688.6698 | 19836.1027 | 19983.5425 | 20130.9892 | 20090.0218 | 20048.7788 | 20007.5454 | 19966.3212 | 19925.106 | Number of heat pumps (domestic and I&C)_Number of heat pumps (domestic and I&C)
CHIRTON GRANGE | TYNEMOUTH | NPgN | NG FES - Two Degrees | Number of heat pumps (domestic and I&C) | BSP | 199.6748 | 213.9096 | 234.7931 | 260.6613 | 337.7588 | 433.3266 | 523.6048 | 616.9188 | 708.1585 | 1300.8733 | 1872.5982 | 2444.511 | 3016.5012 | 3591.726 | 4110.5619 | 4618.3691 | 5126.326 | 5634.3393 | 6142.3501 | 6517.5831 | 6908.7505 | 7299.02 | 7689.1588 | 8079.1748 | 8146.0848 | 8214.5938 | 8283.1094 | 8351.6315 | 8420.1602 | 8409.9711 | 8398.8489 | 8387.7344 | 8376.6274 | 8365.5277 | Number of heat pumps (domestic and I&C)_Number of heat pumps (domestic and I&C)
COALBURNS | STELLA SOUTH | NPgN | NG FES - Two Degrees | Number of heat pumps (domestic and I&C) | BSP | 164.7007 | 177.3115 | 214.3238 | 249.3436 | 345.3686 | 419.4982 | 497.3246 | 575.0555 | 655.2447 | 1227.8991 | 1850.3765 | 2474.0918 | 3099.4711 | 3712.6006 | 4255.7423 | 4818.0834 | 5379.6641 | 5940.6619 | 6501.1891 | 6920.0739 | 7310.4282 | 7700.9878 | 8091.5416 | 8482.078 | 8533.4171 | 8581.8552 | 8630.2997 | 8678.7506 | 8727.2079 | 8694.167 | 8662.8492 | 8631.5364 | 8600.2285 | 8568.9253 | Number of heat pumps (domestic and I&C)_Number of heat pumps (domestic and I&C)
DARLINGTON CENTRAL | NORTON | NPgN | NG FES - Two Degrees | Number of heat pumps (domestic and I&C) | BSP | 143.0501 | 152.7731 | 170.7965 | 191.2471 | 249.7022 | 315.7378 | 379.2856 | 444.6213 | 509.5263 | 933.1543 | 1345.5265 | 1756.406 | 2166.7222 | 2578.889 | 2950.1462 | 3317.3454 | 3684.5463 | 4051.7126 | 4418.8222 | 4690.7181 | 4968.3023 | 5245.9826 | 5523.5858 | 5801.1156 | 5846.9122 | 5893.3177 | 5939.729 | 5986.1463 | 6032.5694 | 6022.6469 | 6012.3745 | 6002.1082 | 5991.8479 | 5981.5933 | Number of heat pumps (domestic and I&C)_Number of heat pumps (domestic and I&C)
DARLINGTON NORTH | NORTON | NPgN | NG FES - Two Degrees | Number of heat pumps (domestic and I&C) | BSP | 191.7533 | 206.7595 | 231.0239 | 259.6874 | 344.3345 | 448.1242 | 546.2477 | 647.493 | 746.78 | 1389.2961 | 2002.815 | 2613.8205 | 3223.6368 | 3838.8118 | 4394.1584 | 4937.2495 | 5480.5293 | 6023.886 | 6567.2499 | 6968.4623 | 7387.2441 | 7806.1639 | 8224.9362 | 8643.5695 | 8715.7419 | 8789.7528 | 8863.7671 | 8937.7848 | 9011.8059 | 9001.4554 | 8990.0262 | 8978.6024 | 8967.1839 | 8955.7706 | Number of heat pumps (domestic and I&C)_Number of heat pumps (domestic and I&C)
DUNSTON | STELLA NORTH | NPgN | NG FES - Two Degrees | Number of heat pumps (domestic and I&C) | BSP | 372.2657 | 398.9957 | 442.3059 | 492.8706 | 643.6344 | 819.7314 | 987.5432 | 1161.0724 | 1332.3333 | 2452.7941 | 3546.8571 | 4640.403 | 5733.8548 | 6831.0921 | 7819.091 | 8794.9807 | 9770.8942 | 10746.7316 | 11722.4304 | 12444.5648 | 13183.9313 | 13922.19 | 14660.2377 | 15398.0836 | 15520.1935 | 15644.0409 | 15767.9009 | 15891.7736 | 16015.659 | 15989.8539 | 15963.0442 | 15936.2485 | 15909.4664 | 15882.6976 | Number of heat pumps (domestic and I&C)_Number of heat pumps (domestic and I&C)
FLATWORTH | TYNEMOUTH | NPgN | NG FES - Two Degrees | Number of heat pumps (domestic and I&C) | BSP | 103.419 | 111.3598 | 125.8834 | 140.1618 | 183.2559 | 232.7256 | 281.1455 | 329.3435 | 375.9233 | 690.6606 | 998.144 | 1307.4105 | 1616.8717 | 1927.5321 | 2207.5001 | 2482.5638 | 2757.6732 | 3032.7887 | 3307.8852 | 3511.1655 | 3721.537 | 3931.2054 | 4140.8071 | 4350.3457 | 4385.6907 | 4421.7271 | 4457.7659 | 4493.8074 | 4529.8513 | 4523.5175 | 4516.7799 | 4510.0456 | 4503.3145 | 4496.5864 | Number of heat pumps (domestic and I&C)_Number of heat pumps (domestic and I&C)
GOSFORTH | TYNEMOUTH | NPgN | NG FES - Two Degrees | Number of heat pumps (domestic and I&C) | BSP | 258.3198 | 279.0248 | 310.655 | 347.2602 | 458.7172 | 596.5065 | 725.2302 | 860.3394 | 992.5593 | 1858.1901 | 2700.8034 | 3545.0257 | 4390.1486 | 5237.7419 | 6000.7154 | 6751.6785 | 7502.7264 | 8253.7621 | 9004.7245 | 9559.7367 | 10132.0664 | 10702.6253 | 11273.0056 | 11843.2158 | 11938.6671 | 12035.8041 | 12132.9454 | 12230.091 | 12327.241 | 12308.9877 | 12289.7478 | 12270.5147 | 12251.2881 | 12232.0679 | Number of heat pumps (domestic and I&C)_Number of heat pumps (domestic and I&C)
HARROGATE 132/33KV | KNARESBOROUGH | NPgN | NG FES - Two Degrees | Number of heat pumps (domestic and I&C) | BSP | 112.1212 | 118.9891 | 131.6169 | 145.7664 | 186.0682 | 230.9297 | 274.6452 | 319.1191 | 363.0866 | 654.3879 | 940.8131 | 1227.2231 | 1513.5949 | 1800.3166 | 2058.2967 | 2313.9692 | 2569.6245 | 2825.2442 | 3080.8167 | 3270.2672 | 3462.9517 | 3655.4746 | 3847.9488 | 4040.3766 | 4071.8693 | 4103.697 | 4135.5308 | 4167.3709 | 4199.2173 | 4191.9147 | 4184.424 | 4176.9392 | 4169.4601 | 4161.9866 | Number of heat pumps (domestic and I&C)_Number of heat pumps (domestic and I&C)
HUSTHWAITE | KNARESBOROUGH | NPgN | NG FES - Two Degrees | Number of heat pumps (domestic and I&C) | BSP | 110.9781 | 119.2647 | 147.9841 | 173.0688 | 240.6242 | 286.7613 | 336.3466 | 385.8952 | 437.4875 | 816.8159 | 1237.199 | 1659.1405 | 2082.0888 | 2495.7222 | 2861.6623 | 3246.653 | 3630.9461 | 4014.7177 | 4398.0788 | 4685.5191 | 4944.7744 | 5204.1773 | 5463.604 | 5723.0427 | 5753.8713 | 5781.8242 | 5809.7825 | 5837.7461 | 5865.7152 | 5838.9643 | 5813.9197 | 5788.8788 | 5763.8414 | 5738.8075 | Number of heat pumps (domestic and I&C)_Number of heat pumps (domestic and I&C)
LEEMING BAR_SKEEBY | NORTON | NPgN | NG FES - Two Degrees | Number of heat pumps (domestic and I&C) | BSP | 473.4936 | 509.55 | 628.7401 | 734.1044 | 1019.3168 | 1223.9732 | 1442.0867 | 1660.0263 | 1886.0291 | 3534.0655 | 5346.3884 | 7164.5318 | 8987.292 | 10771.1661 | 12349.8478 | 14000.762 | 15648.9683 | 17295.134 | 18939.6802 | 20171.1751 | 21295.6641 | 22420.7821 | 23545.9569 | 24671.1436 | 24810.2369 | 24938.4229 | 25066.6296 | 25194.857 | 25323.1049 | 25215 | 25113.3674 | 25011.7494 | 24910.1458 | 24808.5559 | Number of heat pumps (domestic and I&C)_Number of heat pumps (domestic and I&C)
LINTON | BLYTH 132kV | NPgN | NG FES - Two Degrees | Number of heat pumps (domestic and I&C) | BSP | 392.0723 | 424.1491 | 567.2665 | 678.9887 | 967.5318 | 1115.6053 | 1300.846 | 1470.6308 | 1655.2029 | 3105.6125 | 4754.3675 | 6413.5537 | 8076.1892 | 9698.2503 | 11130.8401 | 12663.5619 | 14192.7762 | 15719.4061 | 17244.0334 | 18390.6663 | 19389.5047 | 20388.9149 | 21388.5255 | 22388.2724 | 22492.9603 | 22582.5297 | 22672.1164 | 22761.7201 | 22851.3407 | 22727.7474 | 22613.1066 | 22498.4749 | 22383.8518 | 22269.237 | Number of heat pumps (domestic and I&C)_Number of heat pumps (domestic and I&C)
MALTON GRID | OSBALDWICK | NPgN | NG FES - Two Degrees | Number of heat pumps (domestic and I&C) | BSP | 376.4722 | 404.2616 | 476.7632 | 548.338 | 746.8348 | 916.2468 | 1089.8387 | 1263.4582 | 1439.7464 | 2660.9733 | 3931.8622 | 5203.3277 | 6475.167 | 7736.3115 | 8862.4362 | 10012.8637 | 11162.1858 | 12310.6284 | 13458.3345 | 14313.8272 | 15132.8909 | 15952.3923 | 16771.8159 | 17591.1478 | 17707.2753 | 17819.7299 | 17932.1993 | 18044.6835 | 18157.1825 | 18100.1178 | 18045.2454 | 17990.3861 | 17935.5393 | 17880.7047 | Number of heat pumps (domestic and I&C)_Number of heat pumps (domestic and I&C)
MELROSEGATE | OSBALDWICK | NPgN | NG FES - Two Degrees | Number of heat pumps (domestic and I&C) | BSP | 479.7801 | 516.1122 | 576.6012 | 648.3913 | 858.4502 | 1103.3328 | 1336.4825 | 1577.7123 | 1815.9614 | 3368.1188 | 4873.102 | 6373.6548 | 7872.3673 | 9379.3072 | 10737.2133 | 12076.6403 | 13416.1733 | 14755.6488 | 16094.965 | 17085.8162 | 18102.8635 | 19119.7189 | 20136.2684 | 21152.5259 | 21321.7979 | 21493.8056 | 21665.8254 | 21837.8573 | 22009.9014 | 21976.0481 | 21940.6013 | 21905.1699 | 21869.7534 | 21834.3514 | Number of heat pumps (domestic and I&C)_Number of heat pumps (domestic and I&C)
NORTH TEES | NORTON | NPgN | NG FES - Two Degrees | Number of heat pumps (domestic and I&C) | BSP | 362.091 | 387.5925 | 428.3877 | 476.911 | 620.0567 | 794.3899 | 961.1729 | 1130.47 | 1296.3699 | 2365.6135 | 3382.2535 | 4394.9713 | 5405.4468 | 6427.0072 | 7350.9076 | 8251.1021 | 9151.7108 | 10052.5193 | 10953.3939 | 11618.3834 | 12317.4887 | 13016.6875 | 13715.6331 | 14414.3428 | 14536.6262 | 14662.4674 | 14788.3204 | 14914.1854 | 15040.0625 | 15025.3265 | 15008.5102 | 14991.7082 | 14974.9202 | 14958.1458 | Number of heat pumps (domestic and I&C)_Number of heat pumps (domestic and I&C)
POTTER HOUSE | SPENNYMOOR | NPgN | NG FES - Two Degrees | Number of heat pumps (domestic and I&C) | BSP | 311.5463 | 335.489 | 381.3579 | 432.1236 | 580.2321 | 730.6312 | 884.7523 | 1032.7935 | 1180.3941 | 2159.5034 | 3107.918 | 4054.6792 | 4999.2865 | 5952.7578 | 6813.9944 | 7660.9818 | 8508.1161 | 9355.2688 | 10202.36 | 10828.6569 | 11475.2466 | 12121.9273 | 12768.4021 | 13414.6812 | 13523.6663 | 13634.7796 | 13745.8999 | 13857.0272 | 13968.1617 | 13948.5976 | 13927.7898 | 13906.9916 | 13886.2025 | 13865.4224 | Number of heat pumps (domestic and I&C)_Number of heat pumps (domestic and I&C)
RAVENSWORTH | STELLA SOUTH | NPgN | NG FES - Two Degrees | Number of heat pumps (domestic and I&C) | BSP | 105.9804 | 113.1041 | 125.4417 | 139.6848 | 181.2422 | 228.7593 | 275.1807 | 321.6188 | 367.3901 | 665.2855 | 950.6904 | 1235.3136 | 1519.3476 | 1806.1075 | 2065.3196 | 2319.0828 | 2572.9257 | 2826.7996 | 3080.6739 | 3268.3079 | 3463.7549 | 3659.2122 | 3854.6046 | 4049.9363 | 4083.5229 | 4117.9262 | 4152.3339 | 4186.7458 | 4221.1621 | 4216.1496 | 4210.6618 | 4205.1787 | 4199.7002 | 4194.226 | Number of heat pumps (domestic and I&C)_Number of heat pumps (domestic and I&C)
SCARBOROUGH GRID | OSBALDWICK | NPgN | NG FES - Two Degrees | Number of heat pumps (domestic and I&C) | BSP | 316.8411 | 337.9764 | 387.2548 | 437.8202 | 578.9764 | 704.6159 | 838.5833 | 965.1334 | 1093.3591 | 1966.7777 | 2842.2105 | 3718.8326 | 4594.927 | 5472.4091 | 6261.7586 | 7051.1454 | 7840.2646 | 8629.1231 | 9417.7264 | 10003.179 | 10588.1081 | 11172.6271 | 11757.0237 | 12341.2996 | 12433.1483 | 12524.9513 | 12616.7692 | 12708.6021 | 12800.45 | 12772.8506 | 12745.3016 | 12717.7668 | 12690.2459 | 12662.7382 | Number of heat pumps (domestic and I&C)_Number of heat pumps (domestic and I&C)
SEAL SANDS | SALTHOLME | NPgN | NG FES - Two Degrees | Number of heat pumps (domestic and I&C) | BSP | 0.64317 | 0.64276 | 0.64192 | 0.65642 | 0.67095 | 0.68561 | 0.70004 | 0.71443 | 0.72878 | 0.75149 | 0.77414 | 0.79675 | 0.81933 | 0.8419 | 0.86997 | 0.89805 | 0.92615 | 0.95429 | 0.98249 | 1.0093 | 1.0362 | 1.0631 | 1.0902 | 1.1175 | 1.1244 | 1.1314 | 1.1386 | 1.1459 | 1.1533 | 1.1536 | 1.1541 | 1.1546 | 1.1552 | 1.156 | Number of heat pumps (domestic and I&C)_Number of heat pumps (domestic and I&C)
SPADEADAM 33KV | SPADEADAM | NPgN | NG FES - Two Degrees | Number of heat pumps (domestic and I&C) | BSP | 14.921 | 16.1655 | 23.4813 | 28.8361 | 42.2737 | 47.6971 | 54.3455 | 61.3061 | 69.1676 | 135.7729 | 219.9972 | 304.9348 | 390.4778 | 471.7282 | 542.1352 | 620.4872 | 698.5751 | 776.472 | 854.2241 | 913.1379 | 960.3561 | 1007.6039 | 1054.8749 | 1102.1639 | 1105.4364 | 1107.5099 | 1109.5843 | 1111.6598 | 1113.7362 | 1105.437 | 1097.8472 | 1090.2576 | 1082.6684 | 1075.0795 | Number of heat pumps (domestic and I&C)_Number of heat pumps (domestic and I&C)
SPENNYMOOR 132/66KV | SPENNYMOOR | NPgN | NG FES - Two Degrees | Number of heat pumps (domestic and I&C) | BSP | 484.8677 | 524.2767 | 620.2213 | 715.7987 | 989.0859 | 1208.7346 | 1457.153 | 1677.2472 | 1901.3857 | 3457.4469 | 5013.7593 | 6571.8738 | 8126.6271 | 9690.3257 | 11099.1852 | 12503.628 | 13907.7416 | 15311.4872 | 16714.8415 | 17755.2208 | 18801.0574 | 19847.3911 | 20893.4665 | 21939.288 | 22105.8733 | 22273.1062 | 22440.3478 | 22607.5983 | 22774.8577 | 22728.9903 | 22682.7575 | 22636.5364 | 22590.3267 | 22544.1279 | Number of heat pumps (domestic and I&C)_Number of heat pumps (domestic and I&C)
TORONTO | SPENNYMOOR | NPgN | NG FES - Two Degrees | Number of heat pumps (domestic and I&C) | BSP | 290.2666 | 312.4137 | 367.2816 | 422.9982 | 579.2553 | 717.4796 | 857.3448 | 998.6657 | 1142.3421 | 2134.679 | 3178.4696 | 4222.3119 | 5267.9281 | 6300.0361 | 7218.4388 | 8154.5901 | 9089.9018 | 10024.5388 | 10958.6058 | 11654.4258 | 12323.573 | 12993.0534 | 13662.4592 | 14331.78 | 14427.6923 | 14520.9183 | 14614.154 | 14707.3996 | 14800.6549 | 14755.6099 | 14712.1672 | 14668.7335 | 14625.3085 | 14581.8919 | Number of heat pumps (domestic and I&C)_Number of heat pumps (domestic and I&C)
WORMALD GREEN 132/33KV | KNARESBOROUGH | NPgN | NG FES - Two Degrees | Number of heat pumps (domestic and I&C) | BSP | 141.1766 | 149.8412 | 177.7346 | 202.5315 | 267.8959 | 316.3781 | 370.2346 | 421.4522 | 474.3987 | 857.7097 | 1269.5759 | 1682.9793 | 2097.2643 | 2504.5687 | 2866.5156 | 3239.7822 | 3612.5876 | 3985.0375 | 4357.1992 | 4635.3519 | 4896.6645 | 5158.0705 | 5419.4714 | 5680.8608 | 5716.1321 | 5749.6951 | 5783.2673 | 5816.8488 | 5850.4395 | 5829.5543 | 5809.6916 | 5789.8362 | 5769.9881 | 5750.1469 | Number of heat pumps (domestic and I&C)_Number of heat pumps (domestic and I&C)
ATTERCLIFFE | WEST MELTON / THORPE MARSH | NPgY | NG FES - Two Degrees | Number of heat pumps (domestic and I&C) | BSP | 161.9925 | 173.6571 | 195.9212 | 219.2932 | 288.389 | 365.5067 | 441.9703 | 517.5365 | 593.3311 | 1087.9372 | 1571.1803 | 2052.6492 | 2535.8462 | 3018.7139 | 3455.1249 | 3884.6112 | 4314.4504 | 4744.6095 | 5175.0455 | 5493.4142 | 5823.1062 | 6152.8558 | 6482.6701 | 6812.5547 | 6868.4818 | 6925.5728 | 6982.6732 | 7039.7829 | 7096.9021 | 7087.3028 | 7077.027 | 7066.757 | 7056.4924 | 7046.2333 | Number of heat pumps (domestic and I&C)_Number of heat pumps (domestic and I&C)
BARUGH 132/66KV | WEST MELTON SECTION 3 | NPgY | NG FES - Two Degrees | Number of heat pumps (domestic and I&C) | BSP | 323.0087 | 348.1563 | 392.2135 | 445.8408 | 601.0554 | 767.8688 | 930.9536 | 1095.3694 | 1258.3921 | 2332.0033 | 3389.8074 | 4446.2583 | 5505.1159 | 6563.8428 | 7518.0562 | 8462.6265 | 9408.0023 | 10353.954 | 11300.4209 | 12001.1894 | 12717.9929 | 13434.947 | 14152.0616 | 14869.3449 | 14987.7821 | 15107.8632 | 15227.9601 | 15348.0729 | 15468.2017 | 15442.7842 | 15416.4138 | 15390.0523 | 15363.6996 | 15337.3554 | Number of heat pumps (domestic and I&C)_Number of heat pumps (domestic and I&C)
BEESTON ROYDS 132/33KV | KIRKSTALL B | NPgY | NG FES - Two Degrees | Number of heat pumps (domestic and I&C) | BSP | 316.1775 | 339.0627 | 382.0283 | 427.2123 | 560.416 | 719.8759 | 870.9686 | 1027.8199 | 1178.555 | 2197.8079 | 3190.9045 | 4176.1993 | 5164.0359 | 6151.6055 | 7042.4998 | 7922.5884 | 8803.4178 | 9684.8256 | 10566.7446 | 11219.5909 | 11890.2116 | 12560.9671 | 13231.8686 | 13902.9252 | 14014.8013 | 14128.5036 | 14242.2243 | 14355.9634 | 14469.7209 | 14447.4422 | 14424.1064 | 14400.7816 | 14377.4676 | 14354.1641 | Number of heat pumps (domestic and I&C)_Number of heat pumps (domestic and I&C)
BEVERLEY 132/33KV | CREYKE BECK | NPgY | NG FES - Two Degrees | Number of heat pumps (domestic and I&C) | BSP | 358.013 | 384.6329 | 452.1363 | 517.5788 | 700.2282 | 857.2023 | 1023.9833 | 1183.428 | 1349.6782 | 2468.4221 | 3608.5106 | 4754.7803 | 5899.8694 | 7045.8361 | 8073.2424 | 9111.8617 | 10150.7897 | 11189.873 | 12229.1781 | 13002.4588 | 13759.5219 | 14516.8627 | 15274.4735 | 16032.3486 | 16145.7521 | 16257.486 | 16369.2407 | 16481.0164 | 16592.8129 | 16548.7366 | 16505.6716 | 16462.6185 | 16419.5771 | 16376.547 | Number of heat pumps (domestic and I&C)_Number of heat pumps (domestic and I&C)
BINGLEY 132/33KV | BRADFORD WEST | NPgY | NG FES - Two Degrees | Number of heat pumps (domestic and I&C) | BSP | 216.8 | 233.0294 | 264.0661 | 297.9905 | 395.8499 | 506.5315 | 611.527 | 721.7177 | 827.2333 | 1552.2051 | 2270.4995 | 2985.8063 | 3701.4298 | 4417.5069 | 5060.3811 | 5700.8052 | 6341.5502 | 6982.5885 | 7623.9061 | 8099.539 | 8579.1446 | 9058.8757 | 9538.7354 | 10018.7262 | 10095.6045 | 10172.8891 | 10250.1858 | 10327.4945 | 10404.8154 | 10384.3069 | 10363.5724 | 10342.8449 | 10322.1241 | 10301.41 | Number of heat pumps (domestic and I&C)_Number of heat pumps (domestic and I&C)
BLACKBURN MEADOWS B | WEST MELTON / THORPE MARSH | NPgY | NG FES - Two Degrees | Number of heat pumps (domestic and I&C) | BSP | 69.8648 | 74.3611 | 81.1567 | 90.067 | 115.9256 | 147.9859 | 178.0017 | 209.2744 | 239.248 | 437.0793 | 628.5252 | 818.5754 | 1009.308 | 1199.9474 | 1372.2762 | 1541.326 | 1710.5551 | 1879.9223 | 2049.4075 | 2174.7378 | 2305.3393 | 2435.9621 | 2566.6095 | 2697.2842 | 2719.7467 | 2742.7521 | 2765.7624 | 2788.7775 | 2811.7976 | 2808.4236 | 2804.7348 | 2801.0492 | 2797.3667 | 2793.6871 | Number of heat pumps (domestic and I&C)_Number of heat pumps (domestic and I&C)
BLYTON | KEADBY | NPgY | NG FES - Two Degrees | Number of heat pumps (domestic and I&C) | BSP | 290.3933 | 313.4661 | 384.1246 | 449.3037 | 627.5955 | 752.6029 | 890.8981 | 1022.1651 | 1161.621 | 2131.9719 | 3159.6195 | 4202.8075 | 5240.7598 | 6280.8105 | 7206.0412 | 8163.2256 | 9119.9637 | 10076.3607 | 11032.6109 | 11747.5771 | 12413.5313 | 13079.8473 | 13746.4988 | 14413.4652 | 14500.813 | 14583.1167 | 14665.4364 | 14747.772 | 14830.1236 | 14773.1877 | 14719.2506 | 14665.3217 | 14611.4007 | 14557.4874 | Number of heat pumps (domestic and I&C)_Number of heat pumps (domestic and I&C)
BRADFORD | BRADFORD WEST | NPgY | NG FES - Two Degrees | Number of heat pumps (domestic and I&C) | BSP | 299.989 | 319.6867 | 354.4844 | 393.4764 | 507.3461 | 645.4021 | 775.0361 | 911.1875 | 1041.0893 | 1921.2188 | 2782.2085 | 3637.7112 | 4494.9543 | 5352.1673 | 6124.3445 | 6887.327 | 7650.594 | 8414.3519 | 9178.5465 | 9744.5751 | 10325.1111 | 10905.7717 | 11486.5665 | 12067.5035 | 12164.1554 | 12262.3022 | 12360.4697 | 12458.6579 | 12556.8669 | 12537.1983 | 12516.6719 | 12496.1587 | 12475.6582 | 12455.1702 | Number of heat pumps (domestic and I&C)_Number of heat pumps (domestic and I&C)
BRAMHAM | FERRYBRIDGE B | NPgY | NG FES - Two Degrees | Number of heat pumps (domestic and I&C) | BSP | 277.6982 | 298.5321 | 353.3291 | 407.7042 | 557.8059 | 679.5184 | 807.5322 | 932.4892 | 1061.1994 | 1945.2148 | 2860.447 | 3784.5312 | 4705.7986 | 5628.4093 | 6452.3033 | 7294.2762 | 8136.2154 | 8978.0782 | 9819.9745 | 10447.8783 | 11048.3799 | 11649.1517 | 12250.1798 | 12851.4532 | 12936.2356 | 13018.1986 | 13100.178 | 13182.1739 | 13264.1864 | 13221.6398 | 13180.7786 | 13139.9266 | 13099.0836 | 13058.2493 | Number of heat pumps (domestic and I&C)_Number of heat pumps (domestic and I&C)
BRANSHOLME | CREYKE BECK | NPgY | NG FES - Two Degrees | Number of heat pumps (domestic and I&C) | BSP | 190.3124 | 206.8939 | 246.4177 | 281.0636 | 382.9287 | 491.9636 | 599.6719 | 708.5337 | 815.7914 | 1551.9293 | 2278.5478 | 3000.5593 | 3723.5669 | 4446.5881 | 5097.3748 | 5746.5299 | 6396.2134 | 7046.1849 | 7696.4314 | 8178.478 | 8664.0692 | 9149.7838 | 9635.6241 | 10121.592 | 10199.1306 | 10277.0267 | 10354.9296 | 10432.8394 | 10510.7561 | 10489.6582 | 10468.3562 | 10447.0572 | 10425.7611 | 10404.468 | Number of heat pumps (domestic and I&C)_Number of heat pumps (domestic and I&C)
BRIGHOUSE 132/33KV | ELLAND | NPgY | NG FES - Two Degrees | Number of heat pumps (domestic and I&C) | BSP | 207.8907 | 221.8244 | 247.1697 | 274.8711 | 355.7372 | 452.9331 | 545.0972 | 640.791 | 732.8155 | 1351.9754 | 1955.2082 | 2553.5904 | 3153.5521 | 3753.3717 | 4294.6119 | 4828.7846 | 5363.4213 | 5898.4208 | 6433.7398 | 6830.0648 | 7237.918 | 7645.8535 | 8053.8785 | 8461.9994 | 8530.3593 | 8599.9062 | 8669.467 | 8739.0415 | 8808.63 | 8795.4976 | 8781.6808 | 8767.8727 | 8754.0731 | 8740.2818 | Number of heat pumps (domestic and I&C)_Number of heat pumps (domestic and I&C)
DONCASTER B/THORPE MARSH | WEST MELTON / THORPE MARSH | NPgY | NG FES - Two Degrees | Number of heat pumps (domestic and I&C) | BSP | 634.7319 | 685.2278 | 805.7185 | 929.5769 | 1284.302 | 1558.3584 | 1873.3825 | 2148.2134 | 2459.2339 | 4405.2041 | 6372.5127 | 8356.6553 | 10345.774 | 12333.1636 | 14128.7143 | 15926.4194 | 17725.3804 | 19525.0324 | 21325.3719 | 22661.3853 | 23999.3359 | 25337.6645 | 26676.3741 | 28015.4675 | 28226.593 | 28437.9084 | 28649.2537 | 28860.6289 | 29072.0341 | 29009.9919 | 28947.872 | 28885.7686 | 28823.6813 | 28761.6096 | Number of heat pumps (domestic and I&C)_Number of heat pumps (domestic and I&C)
DONCASTER CENTRAL | WEST MELTON / THORPE MARSH | NPgY | NG FES - Two Degrees | Number of heat pumps (domestic and I&C) | BSP | 96.8187 | 103.4634 | 118.2083 | 133.7511 | 178.1645 | 217.9091 | 260.4354 | 300.1172 | 342.366 | 612.9742 | 882.7925 | 1153.0619 | 1424.0513 | 1694.8554 | 1939.5684 | 2183.4742 | 2427.584 | 2671.8111 | 2916.1492 | 3097.4061 | 3280.5178 | 3463.6778 | 3646.8878 | 3830.149 | 3859.6607 | 3889.3638 | 3919.0731 | 3948.7888 | 3978.5107 | 3970.8828 | 3963.1495 | 3955.4201 | 3947.6944 | 3939.9725 | Number of heat pumps (domestic and I&C)_Number of heat pumps (domestic and I&C)
DRIFFIELD/BEVERLEY GROUP | CREYKE BECK | NPgY | NG FES - Two Degrees | Number of heat pumps (domestic and I&C) | BSP | 500.7704 | 536.4595 | 648.6636 | 750.5904 | 1025.6541 | 1213.8164 | 1429.8557 | 1628.2705 | 1844.4758 | 3334.3984 | 4922.5127 | 6536.9797 | 8142.2967 | 9751.6822 | 11180.9406 | 12655.238 | 14128.7962 | 15601.9051 | 17074.8452 | 18176.02 | 19206.7663 | 20238.0626 | 21269.8721 | 22302.1662 | 22439.504 | 22569.6012 | 22699.7319 | 22829.8962 | 22960.0939 | 22874.9419 | 22794.1086 | 22713.2946 | 22632.4992 | 22551.7221 | Number of heat pumps (domestic and I&C)_Number of heat pumps (domestic and I&C)
FEATHERSTONE | FERRYBRIDGE B | NPgY | NG FES - Two Degrees | Number of heat pumps (domestic and I&C) | BSP | 301.6751 | 325.1005 | 368.4228 | 416.4125 | 556.8037 | 717.8859 | 871.1174 | 1030.1092 | 1183.5922 | 2218.5962 | 3231.9609 | 4239.5207 | 5249.3663 | 6259.032 | 7169.1479 | 8070.8107 | 8973.2124 | 9876.1484 | 10779.5653 | 11448.5687 | 12131.8088 | 12815.196 | 13498.7392 | 14182.4456 | 14294.9629 | 14408.9394 | 14522.9309 | 14636.9374 | 14750.9592 | 14726.1842 | 14700.5644 | 14674.9531 | 14649.3501 | 14623.7552 | Number of heat pumps (domestic and I&C)_Number of heat pumps (domestic and I&C)
GIRLINGTON | BRADFORD WEST | NPgY | NG FES - Two Degrees | Number of heat pumps (domestic and I&C) | BSP | 182.7707 | 193.8644 | 212.1173 | 234.6207 | 299.1131 | 378.8407 | 453.0505 | 531.4362 | 605.9236 | 1104.7358 | 1589.6524 | 2070.7939 | 2553.3111 | 3035.6916 | 3471.086 | 3899.8682 | 4328.9279 | 4758.2986 | 5187.9408 | 5506.0296 | 5834.669 | 6163.3731 | 6492.1489 | 6821.0021 | 6876.6025 | 6933.2915 | 6989.9946 | 7046.7117 | 7103.4429 | 7093.564 | 7083.0594 | 7072.564 | 7062.0775 | 7051.5997 | Number of heat pumps (domestic and I&C)_Number of heat pumps (domestic and I&C)
HALIFAX 132/33KV | ELLAND | NPgY | NG FES - Two Degrees | Number of heat pumps (domestic and I&C) | BSP | 89.9419 | 94.6441 | 107.0415 | 117.0897 | 145.611 | 176.8294 | 207.2533 | 239.0508 | 269.5941 | 487.2631 | 705.197 | 921.2452 | 1137.0349 | 1353.0323 | 1546.6877 | 1741.7308 | 1936.7538 | 2131.8211 | 2326.9421 | 2472.2382 | 2615.4038 | 2758.6229 | 2901.8954 | 3045.2208 | 3067.1063 | 3088.7763 | 3110.4547 | 3132.1416 | 3153.8369 | 3146.0601 | 3138.4214 | 3130.7882 | 3123.1605 | 3115.538 | Number of heat pumps (domestic and I&C)_Number of heat pumps (domestic and I&C)
HECKMONDWIKE | SKELTON GRANGE | NPgY | NG FES - Two Degrees | Number of heat pumps (domestic and I&C) | BSP | 173.7323 | 186.2574 | 209.0253 | 233.7527 | 306.5486 | 393.0345 | 475.7366 | 560.6272 | 643.0051 | 1193.4213 | 1729.1237 | 2261.0176 | 2794.5311 | 3327.8215 | 3809.2937 | 4283.7148 | 4758.5549 | 5233.7339 | 5709.2083 | 6060.9859 | 6424.2594 | 6787.5996 | 7151.0136 | 7514.5073 | 7575.7773 | 7638.2288 | 7700.6903 | 7763.1619 | 7825.6437 | 7814.5518 | 7802.7739 | 7791.002 | 7779.2362 | 7767.4761 | Number of heat pumps (domestic and I&C)_Number of heat pumps (domestic and I&C)
HOLMFIELD | BRADFORD WEST | NPgY | NG FES - Two Degrees | Number of heat pumps (domestic and I&C) | BSP | 244.0964 | 262.7111 | 300.2318 | 338.1591 | 448.8389 | 576.0283 | 698.1166 | 824.2021 | 946.2081 | 1778.1535 | 2595.4778 | 3407.1352 | 4220.1568 | 5033.2585 | 5765.1603 | 6490.9109 | 7217.1448 | 7943.79 | 8670.8087 | 9209.3627 | 9758.0217 | 10306.8041 | 10855.7164 | 11404.7639 | 11494.6638 | 11585.5995 | 11676.548 | 11767.5093 | 11858.4836 | 11837.9075 | 11816.7343 | 11795.5684 | 11774.4097 | 11753.2579 | Number of heat pumps (domestic and I&C)_Number of heat pumps (domestic and I&C)
HULL EAST 132/33KV | SALTEND NORTH | NPgY | NG FES - Two Degrees | Number of heat pumps (domestic and I&C) | BSP | 204.3221 | 219.9084 | 256.8316 | 293.945 | 398.8893 | 492.9765 | 591.8783 | 686.6093 | 785.1177 | 1438.9082 | 2099.6963 | 2763.0669 | 3426.4394 | 4090.1694 | 4686.1981 | 5284.7977 | 5883.7508 | 6482.879 | 7082.1967 | 7527.414 | 7969.3646 | 8411.4547 | 8853.6832 | 9296.0495 | 9364.4276 | 9432.4678 | 9500.5191 | 9568.5814 | 9636.6547 | 9614.1412 | 9591.8404 | 9569.5459 | 9547.2574 | 9524.9748 | Number of heat pumps (domestic and I&C)_Number of heat pumps (domestic and I&C)
HULL SOUTH | CREYKE BECK | NPgY | NG FES - Two Degrees | Number of heat pumps (domestic and I&C) | BSP | 284.2312 | 303.1866 | 341.4045 | 379.7533 | 491.6989 | 621.0675 | 744.9634 | 873.3076 | 997.2408 | 1841.8336 | 2672.7563 | 3498.4456 | 4325.4007 | 5152.4243 | 5896.9386 | 6635.9655 | 7375.302 | 8115.0416 | 8855.1517 | 9403.8486 | 9961.51 | 10519.3076 | 11077.2479 | 11635.3364 | 11726.3993 | 11818.3863 | 11910.3927 | 12002.4184 | 12094.4636 | 12072.9676 | 12050.9492 | 12028.943 | 12006.9486 | 11984.9656 | Number of heat pumps (domestic and I&C)_Number of heat pumps (domestic and I&C)
HULL WEST | CREYKE BECK | NPgY | NG FES - Two Degrees | Number of heat pumps (domestic and I&C) | BSP | 184.1912 | 198.3508 | 228.2732 | 260.1768 | 350.7097 | 440.8655 | 531.4441 | 621.4013 | 711.7227 | 1317.9974 | 1923.47 | 2529.1362 | 3135.1452 | 3741.3913 | 4286.2896 | 4830.9649 | 5376.0094 | 5921.2686 | 6466.7401 | 6871.5201 | 7277.2417 | 7683.0774 | 8089.0281 | 8495.0951 | 8559.2573 | 8623.514 | 8687.7803 | 8752.0563 | 8816.342 | 8797.7224 | 8779.0581 | 8760.3994 | 8741.7459 | 8723.0976 | Number of heat pumps (domestic and I&C)_Number of heat pumps (domestic and I&C)
HUMBERSTON | GRIMSBY WEST | NPgY | NG FES - Two Degrees | Number of heat pumps (domestic and I&C) | BSP | 107.4126 | 115.3828 | 129.0995 | 145.196 | 191.9548 | 246.9357 | 299.4649 | 353.4129 | 405.8181 | 754.8227 | 1094.7089 | 1432.4396 | 1771.2246 | 2109.8542 | 2415.5703 | 2716.7404 | 3018.1603 | 3319.7966 | 3621.621 | 3844.8876 | 4075.5516 | 4306.2572 | 4537.0087 | 4767.81 | 4806.7357 | 4846.4213 | 4886.1126 | 4925.8099 | 4965.513 | 4958.5127 | 4951.0704 | 4943.6316 | 4936.1961 | 4928.764 | Number of heat pumps (domestic and I&C)_Number of heat pumps (domestic and I&C)
HUNNINGLEY | WEST MELTON SECTION 3 | NPgY | NG FES - Two Degrees | Number of heat pumps (domestic and I&C) | BSP | 133.0094 | 143.5809 | 160.7357 | 182.0162 | 244.6171 | 317.031 | 386.307 | 457.2762 | 526.5533 | 982.2093 | 1425.5403 | 1866.5114 | 2309.0547 | 2751.3475 | 3150.9588 | 3544.2887 | 3938.0622 | 4332.1274 | 4726.4445 | 5017.9795 | 5319.871 | 5621.8129 | 5923.8113 | 6225.8711 | 6277.018 | 6329.2273 | 6381.4426 | 6433.664 | 6485.8915 | 6477.0564 | 6467.6004 | 6458.1479 | 6448.6986 | 6439.2525 | Number of heat pumps (domestic and I&C)_Number of heat pumps (domestic and I&C)
HUNSHELF | WEST MELTON SECTION 3 | NPgY | NG FES - Two Degrees | Number of heat pumps (domestic and I&C) | BSP | 158.2642 | 170.9601 | 201.2701 | 233.2117 | 322.9648 | 396.7031 | 475.7385 | 550.5522 | 629.5291 | 1154.4524 | 1695.6076 | 2242.4186 | 2788.111 | 3334.5942 | 3823.0276 | 4316.9871 | 4811.1095 | 5305.2945 | 5799.5764 | 6167.3128 | 6526.6202 | 6886.0598 | 7245.6274 | 7605.3197 | 7658.8303 | 7711.4714 | 7764.1203 | 7816.7769 | 7869.4413 | 7848.1072 | 7827.2957 | 7806.4883 | 7785.6849 | 7764.8853 | Number of heat pumps (domestic and I&C)_Number of heat pumps (domestic and I&C)
IMMINGHAM | GRIMSBY WEST | NPgY | NG FES - Two Degrees | Number of heat pumps (domestic and I&C) | BSP | 88.9127 | 95.4735 | 117.3193 | 136.6806 | 189.4493 | 220.007 | 259.0694 | 291.502 | 330.2458 | 584.1176 | 855.1733 | 1131.6034 | 1407.067 | 1682.8328 | 1929.2557 | 2183.846 | 2438.3485 | 2692.7727 | 2947.1671 | 3137.344 | 3315.315 | 3493.3807 | 3671.5349 | 3849.7726 | 3873.4626 | 3895.8975 | 3918.338 | 3940.7839 | 3963.2353 | 3948.5045 | 3934.522 | 3920.5425 | 3906.5661 | 3892.5927 | Number of heat pumps (domestic and I&C)_Number of heat pumps (domestic and I&C)
KIRKHAW LANE | FERRYBRIDGE B | NPgY | NG FES - Two Degrees | Number of heat pumps (domestic and I&C) | BSP | 183.6631 | 198.5862 | 234.1456 | 268.9709 | 368.1715 | 461.3357 | 555.9716 | 649.8891 | 744.7297 | 1387.7535 | 2032.3837 | 2677.0057 | 3321.9357 | 3966.9352 | 4546.8897 | 5130.6129 | 5714.6167 | 6298.7679 | 6883.0862 | 7317.2247 | 7746.59 | 8176.0942 | 8605.7352 | 9035.5113 | 9101.322 | 9166.6379 | 9231.9623 | 9297.2954 | 9362.637 | 9339.8965 | 9317.458 | 9295.0239 | 9272.5942 | 9250.1687 | Number of heat pumps (domestic and I&C)_Number of heat pumps (domestic and I&C)
KIRKSTALL C 2/5 | KIRKSTALL B | NPgY | NG FES - Two Degrees | Number of heat pumps (domestic and I&C) | BSP | 94.232 | 98.5508 | 108.2694 | 117.4559 | 143.5443 | 173.5118 | 201.1133 | 231.4958 | 259.5083 | 462.2981 | 667.7374 | 872.5653 | 1076.723 | 1281.2677 | 1463.753 | 1648.2295 | 1832.5348 | 2016.8631 | 2201.229 | 2338.7567 | 2472.8726 | 2607.0455 | 2741.2746 | 2875.5591 | 2895.6049 | 2915.3052 | 2935.0152 | 2954.7351 | 2974.4648 | 2966.4716 | 2958.6954 | 2950.9258 | 2943.1627 | 2935.4059 | Number of heat pumps (domestic and I&C)_Number of heat pumps (domestic and I&C)
KIRKSTALL C/RING ROAD HORSFORTH | KIRKSTALL B | NPgY | NG FES - Two Degrees | Number of heat pumps (domestic and I&C) | BSP | 394.6992 | 426.045 | 484.5949 | 545.1845 | 725.4396 | 944.2554 | 1147.718 | 1364.404 | 1568.8842 | 2988.0858 | 4383.9612 | 5771.0579 | 7159.7092 | 8548.7161 | 9796.5072 | 11034.6219 | 12272.7669 | 13511.5783 | 14751.0004 | 15669.2353 | 16602.3358 | 17535.6513 | 18469.1913 | 19402.9633 | 19554.96 | 19708.4772 | 19862.0131 | 20015.568 | 20169.1418 | 20132.8919 | 20095.765 | 20058.6484 | 20021.5417 | 19984.4447 | Number of heat pumps (domestic and I&C)_Number of heat pumps (domestic and I&C)
LEEDS EAST | SKELTON GRANGE | NPgY | NG FES - Two Degrees | Number of heat pumps (domestic and I&C) | BSP | 270.3912 | 290.3628 | 330.0622 | 369.0329 | 484.8971 | 622.4494 | 749.8351 | 887.4468 | 1016.0041 | 1924.4571 | 2826.7729 | 3723.336 | 4619.4487 | 5516.4443 | 6320.1061 | 7124.0119 | 7928.1183 | 8732.5155 | 9537.2076 | 10134.6189 | 10731.5455 | 11328.6478 | 11925.9266 | 12523.3828 | 12617.1542 | 12710.8737 | 12804.6089 | 12898.3598 | 12992.1266 | 12963.78 | 12935.4827 | 12907.1945 | 12878.9151 | 12850.6444 | Number of heat pumps (domestic and I&C)_Number of heat pumps (domestic and I&C)
LEEDS NORTH | SKELTON GRANGE | NPgY | NG FES - Two Degrees | Number of heat pumps (domestic and I&C) | BSP | 234.4377 | 249.7922 | 276.7595 | 306.0652 | 393.781 | 497.7759 | 593.2769 | 697.216 | 793.8095 | 1479.4702 | 2170.7211 | 2861.8294 | 3551.3495 | 4242.0893 | 4858.1795 | 5475.8713 | 6093.1756 | 6710.6582 | 7328.3359 | 7787.4929 | 8242.9377 | 8698.5328 | 9154.2777 | 9610.1718 | 9680.6465 | 9750.7423 | 9820.8549 | 9890.9844 | 9961.1307 | 9937.8352 | 9914.7844 | 9891.744 | 9868.7138 | 9845.6936 | Number of heat pumps (domestic and I&C)_Number of heat pumps (domestic and I&C)
LINDLEY | ELLAND | NPgY | NG FES - Two Degrees | Number of heat pumps (domestic and I&C) | BSP | 264.1037 | 283.0126 | 319.4379 | 360.1782 | 477.2746 | 603.1879 | 725.9291 | 850.9119 | 973.7105 | 1799.2133 | 2618.5231 | 3436.3211 | 4254.8284 | 5073.7226 | 5809.7419 | 6541.6318 | 7273.9759 | 8006.6874 | 8739.7422 | 9283.28 | 9833.5661 | 10383.9906 | 10934.5586 | 11485.2742 | 11574.311 | 11664.0413 | 11753.7874 | 11843.5495 | 11933.3276 | 11910.972 | 11888.2259 | 11865.4893 | 11842.762 | 11820.0439 | Number of heat pumps (domestic and I&C)_Number of heat pumps (domestic and I&C)
LOW ROAD | SKELTON GRANGE | NPgY | NG FES - Two Degrees | Number of heat pumps (domestic and I&C) | BSP | 198.7318 | 210.776 | 233.5355 | 257.4643 | 328.1154 | 408.7446 | 485.687 | 565.6261 | 642.5314 | 1167.8566 | 1690.6354 | 2212.0368 | 2733.3878 | 3255.2025 | 3723.5391 | 4190.4881 | 4657.6467 | 5125.0116 | 5592.5765 | 5939.7547 | 6289.0633 | 6638.4728 | 6987.9855 | 7337.6036 | 7393.4882 | 7449.5965 | 7505.7204 | 7561.8598 | 7618.0148 | 7602.7864 | 7587.4454 | 7572.1145 | 7556.7934 | 7541.4818 | Number of heat pumps (domestic and I&C)_Number of heat pumps (domestic and I&C)
MALLARD WAY | WEST MELTON / THORPE MARSH | NPgY | NG FES - Two Degrees | Number of heat pumps (domestic and I&C) | BSP | 105.739 | 112.5067 | 126.219 | 139.9739 | 179.804 | 227.4287 | 272.0926 | 319.4577 | 364.2919 | 673.3979 | 976.2989 | 1276.2286 | 1576.5873 | 1877.0048 | 2147.5443 | 2416.4831 | 2685.64 | 2954.9369 | 3224.3639 | 3424.1944 | 3626.7871 | 3829.4317 | 4032.1302 | 4234.8846 | 4267.8071 | 4301.015 | 4334.2306 | 4367.4539 | 4400.685 | 4392.6282 | 4384.4121 | 4376.201 | 4367.9947 | 4359.7929 | Number of heat pumps (domestic and I&C)_Number of heat pumps (domestic and I&C)
MENSTON | BRADFORD WEST | NPgY | NG FES - Two Degrees | Number of heat pumps (domestic and I&C) | BSP | 199.7451 | 214.5966 | 244.2161 | 277.0272 | 370.8401 | 468.4097 | 563.4847 | 660.9995 | 756.5454 | 1406.8285 | 2058.348 | 2710.2499 | 3361.9989 | 4014.2802 | 4599.0538 | 5183.744 | 5768.5501 | 6353.5746 | 6938.8184 | 7373.2552 | 7807.8198 | 8242.5106 | 8677.3284 | 9112.2741 | 9180.7092 | 9249.156 | 9317.6141 | 9386.0836 | 9454.5645 | 9434.1778 | 9413.7977 | 9393.4242 | 9373.0571 | 9352.6962 | Number of heat pumps (domestic and I&C)_Number of heat pumps (domestic and I&C)
MOSS ROAD | GRIMSBY WEST | NPgY | NG FES - Two Degrees | Number of heat pumps (domestic and I&C) | BSP | 98.2622 | 103.8806 | 115.5022 | 127.09 | 160.42 | 199.1579 | 236.6408 | 274.9841 | 312.3827 | 563.452 | 809.0845 | 1053.1014 | 1297.7415 | 1542.2745 | 1762.9664 | 1981.0579 | 2199.1805 | 2417.4447 | 2635.8354 | 2797.699 | 2963.7316 | 3129.802 | 3295.9131 | 3462.0675 | 3489.7702 | 3517.9044 | 3546.0469 | 3574.1974 | 3602.3562 | 3596.7761 | 3590.9513 | 3585.1319 | 3579.3178 | 3573.5087 | Number of heat pumps (domestic and I&C)_Number of heat pumps (domestic and I&C)
OSGODBY 1/2 | DRAX | NPgY | NG FES - Two Degrees | Number of heat pumps (domestic and I&C) | BSP | 0 | 0 | 0 | 0 | 0 | 0 | 0 | 0 | 0 | 0 | 0 | 0 | 0 | 0 | 0 | 0 | 0 | 0 | 0 | 0 | 0 | 0 | 0 | 0 | 0 | 0 | 0 | 0 | 0 | 0 | 0 | 0 | 0 | 0 | Number of heat pumps (domestic and I&C)_Number of heat pumps (domestic and I&C)
OSGODBY 3/4 | DRAX | NPgY | NG FES - Two Degrees | Number of heat pumps (domestic and I&C) | BSP | 269.7122 | 291.9315 | 352.435 | 410.6575 | 572.483 | 701.7133 | 836.8125 | 969.7494 | 1105.8756 | 2052.3525 | 3034.8408 | 4027.4168 | 5016.6268 | 6007.2618 | 6891.3325 | 7798.5603 | 8705.6372 | 9612.5517 | 10519.4432 | 11196.1874 | 11837.9103 | 12479.9376 | 13122.2505 | 13764.8342 | 13853.2898 | 13938.1382 | 14022.9999 | 14107.8747 | 14192.7627 | 14144.2323 | 14097.848 | 14051.4702 | 14005.0985 | 13958.733 | Number of heat pumps (domestic and I&C)_Number of heat pumps (domestic and I&C)
RODLEY | SKELTON GRANGE | NPgY | NG FES - Two Degrees | Number of heat pumps (domestic and I&C) | BSP | 279.0329 | 299.894 | 332.9935 | 373.4577 | 492.5752 | 640.718 | 777.8101 | 923.3047 | 1060.8825 | 1991.2819 | 2897.4 | 3796.7687 | 4698.34 | 5599.8594 | 6412.2761 | 7213.3033 | 8014.9624 | 8817.1753 | 9619.873 | 10213.7823 | 10825.8667 | 11438.0658 | 12050.3905 | 12662.85 | 12765.6138 | 12870.2436 | 12974.8885 | 13079.5484 | 13184.2235 | 13164.8812 | 13144.4541 | 13124.0358 | 13103.6261 | 13083.2248 | Number of heat pumps (domestic and I&C)_Number of heat pumps (domestic and I&C)
SAINT ANDREWS ROAD 132/33KV | SKELTON GRANGE | NPgY | NG FES - Two Degrees | Number of heat pumps (domestic and I&C) | BSP | 210.452 | 224.622 | 249.9479 | 278.2477 | 360.43 | 461.0508 | 555.2792 | 654.3988 | 748.7782 | 1387.4357 | 2008.917 | 2625.0153 | 3242.7382 | 3860.3037 | 4417.4084 | 4967.1346 | 5517.2438 | 6067.727 | 6618.5395 | 7026.3136 | 7446.0109 | 7865.7923 | 8285.6653 | 8705.6365 | 8775.9954 | 8847.5818 | 8919.182 | 8990.7962 | 9062.4244 | 9048.937 | 9034.7416 | 9020.5548 | 9006.3766 | 8992.2067 | Number of heat pumps (domestic and I&C)_Number of heat pumps (domestic and I&C)
SALTEND 132/33KV | SALTEND NORTH | NPgY | NG FES - Two Degrees | Number of heat pumps (domestic and I&C) | BSP | 0.65089 | 0.66071 | 0.68678 | 0.72363 | 0.80638 | 0.87292 | 0.9458 | 1.0134 | 1.0858 | 1.5117 | 1.9488 | 2.3898 | 2.8303 | 3.2711 | 3.6724 | 4.0793 | 4.4863 | 4.8935 | 5.3007 | 5.6083 | 5.9079 | 6.2077 | 6.5077 | 6.8079 | 6.8544 | 6.9002 | 6.946 | 6.992 | 7.0381 | 7.0212 | 7.0049 | 6.9888 | 6.9726 | 6.9566 | Number of heat pumps (domestic and I&C)_Number of heat pumps (domestic and I&C)
SANTON | KEADBY | NPgY | NG FES - Two Degrees | Number of heat pumps (domestic and I&C) | BSP | 193.9073 | 208.6853 | 252.1119 | 292.9505 | 404.8605 | 482.794 | 572.558 | 653.6345 | 743.2264 | 1342.6576 | 1971.0777 | 2608.3459 | 3243.6961 | 3879.8406 | 4448.2542 | 5030.9816 | 5613.6434 | 6196.2166 | 6778.7868 | 7213.5371 | 7626.7973 | 8040.2525 | 8453.8914 | 8867.7053 | 8925.1116 | 8980.3067 | 9035.5129 | 9090.7303 | 9145.9588 | 9115.3024 | 9085.9657 | 9056.6351 | 9027.3105 | 8997.9917 | Number of heat pumps (domestic and I&C)_Number of heat pumps (domestic and I&C)
SCUNTHORPE NORTH | KEADBY | NPgY | NG FES - Two Degrees | Number of heat pumps (domestic and I&C) | BSP | 114.822 | 122.2001 | 139.0944 | 156.5567 | 205.8938 | 250.3384 | 297.6951 | 342.1589 | 389.2225 | 692.8111 | 996.3351 | 1300.7783 | 1605.872 | 1910.7971 | 2186.0419 | 2460.7448 | 2735.5607 | 3010.4991 | 3285.5558 | 3489.7365 | 3695.2869 | 3900.8954 | 4106.5633 | 4312.2919 | 4345.1969 | 4378.2446 | 4411.3005 | 4444.3647 | 4477.4373 | 4468.5226 | 4459.5339 | 4450.5505 | 4441.5722 | 4432.5989 | Number of heat pumps (domestic and I&C)_Number of heat pumps (domestic and I&C)
SCUNTHORPE SOUTH | KEADBY | NPgY | NG FES - Two Degrees | Number of heat pumps (domestic and I&C) | BSP | 146.2311 | 158.4098 | 182.6216 | 208.1658 | 282.6978 | 362.0073 | 440.8167 | 519.1881 | 597.6218 | 1117.7363 | 1629.6515 | 2140.5107 | 2652.661 | 3164.5996 | 3626.2533 | 4083.5785 | 4541.1939 | 4999.081 | 5457.212 | 5796.3751 | 6142.866 | 6489.4294 | 6836.0697 | 7182.7904 | 7239.8481 | 7297.6553 | 7355.4683 | 7413.2874 | 7471.1123 | 7458.5775 | 7445.6063 | 7432.6381 | 7419.6728 | 7406.7105 | Number of heat pumps (domestic and I&C)_Number of heat pumps (domestic and I&C)
SILSDEN | BRADFORD WEST | NPgY | NG FES - Two Degrees | Number of heat pumps (domestic and I&C) | BSP | 349.1657 | 373.2993 | 424.263 | 481.9595 | 643.8322 | 800.2332 | 953.9293 | 1111.3038 | 1265.8868 | 2328.0786 | 3418.1606 | 4516.19 | 5610.4131 | 6707.3444 | 7684.0351 | 8668.9629 | 9654.1578 | 10639.5191 | 11625.1054 | 12358.4622 | 13077.6662 | 13797.133 | 14516.8568 | 15236.8329 | 15345.0977 | 15451.9086 | 15558.7429 | 15665.6007 | 15772.4819 | 15731.3204 | 15691.0463 | 15650.7862 | 15610.5399 | 15570.3068 | Number of heat pumps (domestic and I&C)_Number of heat pumps (domestic and I&C)
SOWERBY BRIDGE 132/33KV | ELLAND | NPgY | NG FES - Two Degrees | Number of heat pumps (domestic and I&C) | BSP | 221.8421 | 236.6069 | 271.2404 | 306.853 | 406.4444 | 499.0978 | 593.0363 | 687.1598 | 781.3431 | 1431.1804 | 2103.4163 | 2780.7609 | 3455.2132 | 4131.6078 | 4732.708 | 5339.6278 | 5946.6093 | 6553.6722 | 7160.8589 | 7612.8878 | 8054.6602 | 8496.6009 | 8938.7055 | 9380.9707 | 9446.952 | 9511.8809 | 9576.8256 | 9641.7862 | 9706.7626 | 9680.6865 | 9655.2516 | 9629.8265 | 9604.4108 | 9579.0042 | Number of heat pumps (domestic and I&C)_Number of heat pumps (domestic and I&C)
STAYGATE | SKELTON GRANGE | NPgY | NG FES - Two Degrees | Number of heat pumps (domestic and I&C) | BSP | 224.4624 | 240.9897 | 269.4462 | 301.9405 | 397.6137 | 512.4376 | 621.5151 | 734.0826 | 842.8911 | 1567.7012 | 2272.0786 | 2971.2992 | 3672.7627 | 4373.9414 | 5007.1214 | 5630.4394 | 6254.4148 | 6878.8491 | 7503.6811 | 7965.8152 | 8444.0408 | 8922.35 | 9400.7527 | 9879.2569 | 9960.2348 | 10042.8657 | 10125.509 | 10208.1648 | 10290.8331 | 10276.7176 | 10261.6401 | 10246.5701 | 10231.5073 | 10216.4516 | Number of heat pumps (domestic and I&C)_Number of heat pumps (domestic and I&C)
THORNHILL 132KV | ELLAND | NPgY | NG FES - Two Degrees | Number of heat pumps (domestic and I&C) | BSP | 365.8145 | 391.63 | 440.0107 | 494.3605 | 651.4547 | 825.2532 | 994.0415 | 1165.6086 | 1334.1273 | 2456.8065 | 3561.6161 | 4662.7816 | 5766.1846 | 6869.5316 | 7863.778 | 8848.5761 | 9834.091 | 10820.1931 | 11806.8245 | 12537.7328 | 13284.2388 | 14030.9113 | 14777.7606 | 15524.7952 | 15647.8899 | 15772.5886 | 15897.3097 | 16022.0532 | 16146.8192 | 16119.8658 | 16091.9918 | 16064.1314 | 16036.2844 | 16008.4503 | Number of heat pumps (domestic and I&C)_Number of heat pumps (domestic and I&C)
WAKEFIELD MONCKTON ROAD | WEST MELTON SECTION 3 | NPgY | NG FES - Two Degrees | Number of heat pumps (domestic and I&C) | BSP | 204.8337 | 218.993 | 243.1908 | 271.3671 | 354.1861 | 453.2475 | 545.2345 | 643.1517 | 735.7092 | 1366.6164 | 1987.2096 | 2604.7168 | 3222.9427 | 3841.4201 | 4397.5449 | 4949.3849 | 5501.5539 | 6054.0253 | 6606.7741 | 7016.4879 | 7433.04 | 7849.692 | 8266.4487 | 8683.3142 | 8751.3535 | 8820.0966 | 8888.8529 | 8957.6222 | 9026.4048 | 9010.4016 | 8993.9985 | 8977.6034 | 8961.2163 | 8944.8368 | Number of heat pumps (domestic and I&C)_Number of heat pumps (domestic and I&C)
WAKEFIELD NORTH | SKELTON GRANGE | NPgY | NG FES - Two Degrees | Number of heat pumps (domestic and I&C) | BSP | 302.1896 | 326.6021 | 367.7818 | 415.209 | 555.7724 | 727.9795 | 888.8114 | 1057.6665 | 1218.5333 | 2303.7831 | 3357.4886 | 4402.5237 | 5450.6217 | 6498.3958 | 7443.8002 | 8375.7798 | 9308.7415 | 10242.3577 | 11176.5441 | 11867.4469 | 12580.3467 | 13293.373 | 14006.5387 | 14719.8543 | 14839.7366 | 14961.8736 | 15084.0239 | 15206.1876 | 15328.3646 | 15306.2022 | 15282.7224 | 15259.2498 | 15235.7841 | 15212.3253 | Number of heat pumps (domestic and I&C)_Number of heat pumps (domestic and I&C)
WEST MELTON | WEST MELTON SECTION 3 | NPgY | NG FES - Two Degrees | Number of heat pumps (domestic and I&C) | BSP | 546.1817 | 590.8164 | 680.6822 | 777.6061 | 1060.4121 | 1343.9293 | 1631.6189 | 1912.359 | 2198.9603 | 4072.5761 | 5919.9287 | 7763.7168 | 9612.9961 | 11461.0739 | 13130.1752 | 14786.1243 | 16443.5937 | 18102.0111 | 19761.2859 | 20990.0588 | 22242.7344 | 23495.6831 | 24748.9196 | 26002.4559 | 26207.8675 | 26415.7243 | 26623.6046 | 26831.5084 | 27039.4358 | 26992.8001 | 26944.7458 | 26896.704 | 26848.6743 | 26800.6564 | Number of heat pumps (domestic and I&C)_Number of heat pumps (domestic and I&C)
WHINMOOR | FERRYBRIDGE B | NPgY | NG FES - Two Degrees | Number of heat pumps (domestic and I&C) | BSP | 274.2745 | 296.5351 | 340.2548 | 384.6592 | 515.7247 | 669.8816 | 814.7398 | 967.8435 | 1113.4125 | 2118.8683 | 3106.9997 | 4088.0042 | 5070.3472 | 6052.8564 | 6936.4072 | 7814.4196 | 8692.8448 | 9571.7225 | 10451.0187 | 11102.5517 | 11763.2385 | 12424.0812 | 13085.0858 | 13746.2569 | 13853.3677 | 13961.4131 | 14069.4709 | 14177.541 | 14285.6237 | 14259.2256 | 14232.2892 | 14205.3592 | 14178.4357 | 14151.5182 | Number of heat pumps (domestic and I&C)_Number of heat pumps (domestic and I&C)
WOLD NEWTON | KEADBY | NPgY | NG FES - Two Degrees | Number of heat pumps (domestic and I&C) | BSP | 331.8831 | 357.5795 | 452.6225 | 533.0739 | 747.9975 | 874.6919 | 1023.7498 | 1162.0595 | 1312.9835 | 2400.7772 | 3589.5849 | 4803.5335 | 6007.3602 | 7214.9483 | 8282.4711 | 9406.182 | 10528.7246 | 11650.4475 | 12771.6951 | 13613.2874 | 14367.6822 | 15122.5988 | 15877.9899 | 16633.8184 | 16721.5666 | 16800.3456 | 16879.1452 | 16957.9653 | 17036.8058 | 16955.8226 | 16880.1633 | 16804.5144 | 16728.8757 | 16653.247 | Number of heat pumps (domestic and I&C)_Number of heat pumps (domestic and I&C)
YARBOROUGH ROAD 132/33KV | GRIMSBY WEST | NPgY | NG FES - Two Degrees | Number of heat pumps (domestic and I&C) | BSP | 178.1832 | 192.0882 | 223.3344 | 255.106 | 345.3771 | 431.6091 | 520.0706 | 606.3018 | 694.2894 | 1283.0662 | 1872.4966 | 2462.7736 | 3053.4623 | 3644.2445 | 4175.5372 | 4707.551 | 5239.8352 | 5772.3102 | 6304.979 | 6700.3794 | 7095.3866 | 7490.509 | 7885.747 | 8281.1008 | 8343.0942 | 8405.0445 | 8467.0038 | 8528.9723 | 8590.9498 | 8572.1327 | 8553.3516 | 8534.5754 | 8515.8042 | 8497.0376 | Number of heat pumps (domestic and I&C)_Number of heat pumps (domestic and I&C)